## List
Tool ID | Manufacturer | Model | Equipment Type | Current Location
00018 | MARVIN TEST SOLUTIONS | GX1649 | PXI SIGNAL GENERATOR | HT30_Metrology_SpaceList_Vendor Sales (in TOT17AFC
00023A | MARVIN TEST SOLUTIONS | GX1649 | PXI SIGNAL GENERATOR | HT30_Metrology_SpaceList_Vendor Sales (in TOT17AFC
00025 | MARVIN TEST SOLUTIONS | GX1649 | PXI SIGNAL GENERATOR | HT30_Metrology_SpaceList_Vendor Sales (in TOT17AFC
00065 | MARVIN TEST SOLUTIONS | GX1649 | PXI SIGNAL GENERATOR | HT30_Metrology_SpaceList_Vendor Sales (in TOT17AFC
00224 | DYTRAN | 3232A1 | ACCELEROMETERS | HT30_Metrology_SpaceList_Vendor Sales (in TOT17AFC
00225 | DYTRAN | 3232A1 | ACCELEROMETERS | HT30_Metrology_SpaceList_Vendor Sales (in TOT17AFC
009675 | HUNTINGDON FUSION | PURG EYE 100 | GAS MONITOR | HT30_Metrology_SpaceList_Vendor Sales (in TOT17AKJ
0106544 | UEI | DNR-AI-211 | VIBRATION SENSOR INTERFACE | HT30_Metrology_SpaceList_Vendor Sales (in TOT17AFC
0106573 | UEI | DNR-AI-211 | VIBRATION SENSOR INTERFACE | HT30_Metrology_SpaceList_Vendor Sales (in TOT17AFC
0108900026 | SNAP-ON | QDRIVER4 | TORQUE TOOLS | HT30_Metrology_SpaceList_Vendor Sales (in TOT17AKD
0117777 | UEI | DNR-AI-211 | VIBRATION SENSOR INTERFACE | HT30_Metrology_SpaceList_Vendor Sales (in TOT17AFC
0117782 | UEI | DNR-AI-211 | VIBRATION SENSOR INTERFACE | HT30_Metrology_SpaceList_Vendor Sales (in TOT17AFC
0307900093 | SNAP-ON | QDRIVER3 | TORQUE TOOLS | HT30_Metrology_SpaceList_Vendor Sales (in TOT17AKD
0314400382 | SNAP-ON | QDRIVER3P | TORQUE TOOLS | HT30_Metrology_SpaceList_Vendor Sales (in TOT17AKD
0408901356 | SNAP-ON | QDRIVER4 | TORQUE TOOLS | HT30_Metrology_SpaceList_Vendor Sales (in TOT17AKD
040914137 | PI TAPE | 24-36 INCH | PI TAPE | HT30_Metrology_SpaceList_Vendor Sales (in TOT17AKF
040914139 | PI TAPE | 24-36 INCH | PI TAPE | HT30_Metrology_SpaceList_Vendor Sales (in TOT17AKF
0424 | DYTRAN | 7500A5 | ACCELEROMETERS | HT30_Metrology_SpaceList_Vendor Sales (in TOT17AFC
062717113 | PI TAPE | 12-36 INCH | PI TAPE | HT30_Metrology_SpaceList_Vendor Sales (in TOT17AKF
0814400565 | SNAP-ON | QDRIVER2 | TORQUE TOOLS | HT30_Metrology_SpaceList_Vendor Sales (in TOT17AKD
0816604306 | CDI | 1002MFRPH | TORQUE TOOLS | HT30_Metrology_SpaceList_Vendor Sales (in TOT17AKD
0816604337 | CDI | 1002MFRPH | TORQUE TOOLS | HT30_Metrology_SpaceList_Vendor Sales (in TOT17AKD
100-004-037 | OMEGA | OM-EL-ENVIROPAD-TC | DATALOGGER | HT30_Metrology_SpaceList_Vendor Sales (in TOT17AKF
10023 | DYTRAN | 3274A2 | ACCELEROMETERS | HT30_Metrology_SpaceList_Vendor Sales (in TOT17C4R
10041 | DYTRAN | 3274A2 | ACCELEROMETERS | HT30_Metrology_SpaceList_Vendor Sales (in TOT17C4R
10081 | DYTRAN | 3274A3 | ACCELEROMETERS | HT30_Metrology_SpaceList_Vendor Sales (in TOT17C4R
10101322 | PI TAPE | 12-24 INCH | PI TAPE | HT30_Metrology_SpaceList_Vendor Sales (in TOT17AKF
10101329 | PI TAPE | 12-24 INCH | PI TAPE | HT30_Metrology_SpaceList_Vendor Sales (in TOT17AKF
1030832 | OLYMPUS | V260 | SONOPEN | HT30_Metrology_SpaceList_Vendor Sales (in TOT17AKL
1036826 | STURTEVANT RICHMONT | LTC 150I | TORQUE TOOLS | HT30_Metrology_SpaceList_Vendor Sales (in TOT17AKD
1037295 | STURTEVANT RICHMONT | LTC 150I | TORQUE TOOLS | HT30_Metrology_SpaceList_Vendor Sales (in TOT17AKD
1046458 | SENTRAN | 91490 | LOAD PIN | HT30_Metrology_SpaceList_Vendor Sales (in TOT17AKF
1046460 | SENTRAN | 91490 | LOAD PIN | HT30_Metrology_SpaceList_Vendor Sales (in TOT17AKF
1080939 | STURTEVANT RICHMONT | LTCR 150I | TORQUE TOOLS | HT30_Metrology_SpaceList_Vendor Sales (in TOT17AKD
1080959 | STURTEVANT RICHMONT | LTCR 150I | TORQUE TOOLS | HT30_Metrology_SpaceList_Vendor Sales (in TOT17AKD
1081259 | STURTEVANT RICHMONT | LTCR 150I | TORQUE TOOLS | HT30_Metrology_SpaceList_Vendor Sales (in TOT17AKD
1081426 | STURTEVANT RICHMONT | LTCR 150I | TORQUE TOOLS | HT30_Metrology_SpaceList_Vendor Sales (in TOT17AKD
1081474 | STURTEVANT RICHMONT | LTCR 150I | TORQUE TOOLS | HT30_Metrology_SpaceList_Vendor Sales (in TOT17AKD
1081486 | STURTEVANT RICHMONT | LTCR 150I | TORQUE TOOLS | HT30_Metrology_SpaceList_Vendor Sales (in TOT17AKD
1081488 | STURTEVANT RICHMONT | LTCR 150I | TORQUE TOOLS | HT30_Metrology_SpaceList_Vendor Sales (in TOT17AKD
1081794 | STURTEVANT RICHMONT | LTCR 150I | TORQUE TOOLS | HT30_Metrology_SpaceList_Vendor Sales (in TOT17AKD
1087047 | STURTEVANT RICHMONT | LTC 300I | TORQUE TOOLS | HT30_Metrology_SpaceList_Vendor Sales (in TOT17AKD
1091176 | STURTEVANT RICHMONT | LTC 300I | TORQUE TOOLS | HT30_Metrology_SpaceList_Vendor Sales (in TOT17AKD
1091453 | STURTEVANT RICHMONT | LTC 300I | TORQUE TOOLS | HT30_Metrology_SpaceList_Vendor Sales (in TOT17AKD
1091549 | STURTEVANT RICHMONT | LTC 300I | TORQUE TOOLS | HT30_Metrology_SpaceList_Vendor Sales (in TOT17AKD
1091584 | STURTEVANT RICHMONT | LTC 300I | TORQUE TOOLS | HT30_Metrology_SpaceList_Vendor Sales (in TOT17AKD
1112400211 | SNAP-ON | QDRIVER2 | TORQUE TOOLS | HT30_Metrology_SpaceList_Vendor Sales (in TOT17AKD
1128SR16032 | INTERCOMP | 110058 | ARBOR VALVE SPRING PRESSURE TESTER | HT30_Metrology_SpaceList_Vendor Sales (in TOT17AKF
114494 | PCB PIEZOTRONICS | 378A14 | MICROPHONE/PREAMP | HT30_Metrology_SpaceList_Vendor Sales (in TOT17AKF
115154 | PCB PIEZOTRONICS | 378A14 | MICROPHONE/PREAMP | HT30_Metrology_SpaceList_Vendor Sales (in TOT17AFC
115158 | PCB PIEZOTRONICS | 378A14 | MICROPHONE/PREAMP | HT30_Metrology_SpaceList_Vendor Sales (in TOT17AKF
115224 | PCB PIEZOTRONICS | 378A14 | MICROPHONE/PREAMP | HT30_Metrology_SpaceList_Vendor Sales (in TOT17AFC
115360 | PCB PIEZOTRONICS | 378A14 | MICROPHONE/PREAMP | HT30_Metrology_SpaceList_Vendor Sales (in TOT17AKF
11DEE0D | NI | SCXI-1521 | STRAIN/BRIDGE INPUT MODULE | HT30_Metrology_SpaceList_Vendor Sales (in TOT17AKK
11FEB57 | NI | SCXI-1124 | ANALOG OUTPUT MODULE | HT30_Metrology_SpaceList_Vendor Sales (in TOT17AKK
1207030016 | ADVANCE DEVICES | ST-5 | MISC. ELECTRICAL INSTRUMENTS | HT30_Metrology_SpaceList_Vendor Sales (in TOT17AKF
1220 | DYTRAN | 3053B1 | ACCELEROMETERS | HT30_Metrology_SpaceList_Vendor Sales (in TOT17AFC
126161 | PCB PIEZOTRONICS | 378A14 | MICROPHONE/PREAMP | HT30_Metrology_SpaceList_Vendor Sales (in TOT17AFC
1278 | DYTRAN | 3053B | ACCELEROMETERS | HT30_Metrology_SpaceList_Vendor Sales (in TOT17AFC
1290FE5 | NI | SCXI-1521 | STRAIN/BRIDGE INPUT MODULE | HT30_Metrology_SpaceList_Vendor Sales (in TOT17AKK
129A526 | NI | SCXI-1104 | SIGNAL CONDITIONERS | HT30_Metrology_SpaceList_Vendor Sales (in TOT17AKK
1314890 | NI | SCXI-1104C | SIGNAL CONDITIONERS | HT30_Metrology_SpaceList_Vendor Sales (in TOT17AKK
13157 | DYTRAN | 3030B4 | ACCELEROMETERS | HT30_Metrology_SpaceList_Vendor Sales (in TOT17AFC
1319862 | ASHCROFT | 302089SD02L15# | PRESSURE GAUGES | HT30_Metrology_SpaceList_Vendor Sales (in TOT17C4R
13201370 | SUNNEN | CF-502 | SETTING FIXTURE | HT30_Metrology_SpaceList_Vendor Sales (in TOT17AKF
1357D3C | NI | SCXI-1102B | SIGNAL CONDITIONERS | HT30_Metrology_SpaceList_Vendor Sales (in TOT17AKK
13B8F0A | NI | SCXI-1102B | SIGNAL CONDITIONERS | HT30_Metrology_SpaceList_Vendor Sales (in TOT17AKK
140178 | MITUTOYO | 1.59994 INCH | CYLINDRICAL RING GAUGES | HT30_Metrology_SpaceList_Vendor Sales (in TOT17AKF
141DD6F | NI | SCXI-1521 | STRAIN/BRIDGE INPUT MODULE | HT30_Metrology_SpaceList_Vendor Sales (in TOT17AKK
141DD73 | NI | SCXI-1521 | STRAIN/BRIDGE INPUT MODULE | HT30_Metrology_SpaceList_Vendor Sales (in TOT17AKK
141DD79 | NI | SCXI-1521 | STRAIN/BRIDGE INPUT MODULE | HT30_Metrology_SpaceList_Vendor Sales (in TOT17AKK
1489 | DYTRAN | 3053B2 | ACCELEROMETERS | HT30_Metrology_SpaceList_Vendor Sales (in TOT17AFC
14DC8B4 | NI | SCXI-1104C | SIGNAL CONDITIONERS | HT30_Metrology_SpaceList_Vendor Sales (in TOT17AKK
150210053 | OMEGA | BB703 | TEMPERATURE REFERENCES | HT30_Metrology_SpaceList_Vendor Sales (in TOT17AFC
1518 | DYTRAN | 3093B | ACCELEROMETERS | HT30_Metrology_SpaceList_Vendor Sales (in TOT17AFC
1564 | DYTRAN | 3053B1 | ACCELEROMETERS | HT30_Metrology_SpaceList_Vendor Sales (in TOT17AFC
1570 | DYTRAN | 3053B1 | ACCELEROMETERS | HT30_Metrology_SpaceList_Vendor Sales (in TOT17AFC
15749 | DYTRAN | 3056B7T | ACCELEROMETERS | HT30_Metrology_SpaceList_Vendor Sales (in TOT17C4R
15750 | DYTRAN | 3056B7T | ACCELEROMETERS | HT30_Metrology_SpaceList_Vendor Sales (in TOT17C4R
15763 | DYTRAN | 3056B8T | ACCELEROMETERS | HT30_Metrology_SpaceList_Vendor Sales (in TOT17C4R
15764 | DYTRAN | 3056B8T | ACCELEROMETERS | HT30_Metrology_SpaceList_Vendor Sales (in TOT17C4R
15766 | DYTRAN | 3056B8T | ACCELEROMETERS | HT30_Metrology_SpaceList_Vendor Sales (in TOT17C4R
15767 | DYTRAN | 3056B8T | ACCELEROMETERS | HT30_Metrology_SpaceList_Vendor Sales (in TOT17C4R
15911952/8 | STEWARTS | 0-3000 PSI | PRESSURE GAUGES | HT30_Metrology_SpaceList_Vendor Sales (in TOT17C4R
15914184/29 | STEWARTS | 40S-6K-FP | PRESSURE GAUGES | HT30_Metrology_SpaceList_Vendor Sales (in TOT17C4R
1598 | DYTRAN | 3053B1 | ACCELEROMETERS | HT30_Metrology_SpaceList_Vendor Sales (in TOT17AFC
16015E9 | NI | SCXI-1521 | STRAIN/BRIDGE INPUT MODULE | HT30_Metrology_SpaceList_Vendor Sales (in TOT17AKK
160210 | MITUTOYO | 177-182 | CYLINDRICAL RING GAUGES | HT30_Metrology_SpaceList_Vendor Sales (in TOT17AKF
160940545 | CONTROL COMPANY | 4132 | TEMPERATURE CONTROLLER | HT30_Metrology_SpaceList_Vendor Sales (in TOT17AKF
1643 | DYTRAN | 3053B1 | ACCELEROMETERS | HT30_Metrology_SpaceList_Vendor Sales (in TOT17AFC
1644 | DYTRAN | 3053B1 | ACCELEROMETERS | HT30_Metrology_SpaceList_Vendor Sales (in TOT17AFC
1657 | DYTRAN | 3053B1 | ACCELEROMETERS | HT30_Metrology_SpaceList_Vendor Sales (in TOT17AFC
1667 | DYTRAN | 3053B | ACCELEROMETERS | HT30_Metrology_SpaceList_Vendor Sales (in TOT17AFC
16884 | ADVANCE DEVICES | ST5S | MISC. ELECTRICAL INSTRUMENTS | HT30_Metrology_SpaceList_Vendor Sales (in TOT17AKF
169F07E | NI | SCXI-1104C | SIGNAL CONDITIONERS | HT30_Metrology_SpaceList_Vendor Sales (in TOT17AKK
16E9EDC | NI | SCXI-1521 | STRAIN/BRIDGE INPUT MODULE | HT30_Metrology_SpaceList_Vendor Sales (in TOT17AKK
17199945 | INTERFACE | 9320-1 TEDS | LOAD CELL INDICATOR | HT30_Metrology_SpaceList_Vendor Sales (in TOT17AKF
176383 | WATLOW | SD4C-HFUE-AARG | TEMPERATURE CONTROLLER | HT30_Metrology_SpaceList_Vendor Sales (in TOT17AKF
1768 | DYTRAN | 3053B | ACCELEROMETERS | HT30_Metrology_SpaceList_Vendor Sales (in TOT17AFC
177C563 | NI | SCXI-1521 | STRAIN/BRIDGE INPUT MODULE | HT30_Metrology_SpaceList_Vendor Sales (in TOT17AKK
177C569 | NI | SCXI-1521 | STRAIN/BRIDGE INPUT MODULE | HT30_Metrology_SpaceList_Vendor Sales (in TOT17AKK
177C56C | NI | SCXI-1521 | STRAIN/BRIDGE INPUT MODULE | HT30_Metrology_SpaceList_Vendor Sales (in TOT17AKK
177C56D | NI | SCXI-1521 | STRAIN/BRIDGE INPUT MODULE | HT30_Metrology_SpaceList_Vendor Sales (in TOT17AKK
17904242/1 | STEWARTS | 0-15000 PSI | PRESSURE GAUGES | HT30_Metrology_SpaceList_Vendor Sales (in TOT17C4R
1796 | DYTRAN | 3053B1 | ACCELEROMETERS | HT30_Metrology_SpaceList_Vendor Sales (in TOT17AFC
1804ED4 | NI | NI-9203 | ANALOG INPUT MODULE | HT30_Metrology_SpaceList_Vendor Sales (in TOT17AFC
1862E2D | NI | SCXI-1104 | SIGNAL CONDITIONERS | HT30_Metrology_SpaceList_Vendor Sales (in TOT17AKK
1880 | DYTRAN | 2013B | PRESSURE SENSORS | HT30_Metrology_SpaceList_Vendor Sales (in TOT17AFC
1890EC5 | NI | NI-9203 | ANALOG INPUT MODULE | HT30_Metrology_SpaceList_Vendor Sales (in TOT17AFC
1892279 | NI | SCXI-1521 | STRAIN/BRIDGE INPUT MODULE | HT30_Metrology_SpaceList_Vendor Sales (in TOT17AKK
1894 | DYTRAN | 3053B1 | ACCELEROMETERS | HT30_Metrology_SpaceList_Vendor Sales (in TOT17AFC
1895 | DYTRAN | 3053B1 | ACCELEROMETERS | HT30_Metrology_SpaceList_Vendor Sales (in TOT17AFC
1897 | DYTRAN | 3053B1 | ACCELEROMETERS | HT30_Metrology_SpaceList_Vendor Sales (in TOT17AFC
18DEACC | NI | NI-9203 | ANALOG INPUT MODULE | HT30_Metrology_SpaceList_Vendor Sales (in TOT17AFC
1909464 | VERMONT GAGE | 6-32 UNC-3A | THREADED RING GAUGES | HT30_Metrology_SpaceList_Vendor Sales (in TOT17AKF
190CAAB | NI | SCXI-1102B | SIGNAL CONDITIONERS | HT30_Metrology_SpaceList_Vendor Sales (in TOT17AKK
1923F35 | NI | NI-9203 | ANALOG INPUT MODULE | HT30_Metrology_SpaceList_Vendor Sales (in TOT17AFC
1923FC9 | NI | NI-9203 | ANALOG INPUT MODULE | HT30_Metrology_SpaceList_Vendor Sales (in TOT17AFC
19291AC | NI | SCXI-1104 | SIGNAL CONDITIONERS | HT30_Metrology_SpaceList_Vendor Sales (in TOT17AKK
192CA45 | NI | SCXI-1521 | STRAIN/BRIDGE INPUT MODULE | HT30_Metrology_SpaceList_Vendor Sales (in TOT17AKK
192CA46 | NI | SCXI-1521 | STRAIN/BRIDGE INPUT MODULE | HT30_Metrology_SpaceList_Vendor Sales (in TOT17AKK
193D738 | NI | NI-9214 | TEMPERATURE INPUT MODULE | HT30_Metrology_SpaceList_Vendor Sales (in TOT17AFC
19476 | WIKA | 0-15000 PSI | PRESSURE GAUGES | HT30_Metrology_SpaceList_Vendor Sales (in TOT17C4R
1955A23 | NI | NI-9203 | ANALOG INPUT MODULE | HT30_Metrology_SpaceList_Vendor Sales (in TOT17AFC
19669A8 | NI | NI-9203 | ANALOG INPUT MODULE | HT30_Metrology_SpaceList_Vendor Sales (in TOT17AFC
1986280 | VERMONT GAGE | 4-40 UNC-3A | THREADED RING GAUGES | HT30_Metrology_SpaceList_Vendor Sales (in TOT17AKL
1991576 | VERMONT GAGE | 8-32 UNC-3A | THREADED RING GAUGES | HT30_Metrology_SpaceList_Vendor Sales (in TOT17AKL
1992 | DYTRAN | 2013B | PRESSURE SENSORS | HT30_Metrology_SpaceList_Vendor Sales (in TOT17AFC
19FA841 | NI | SCXI-1126 | FREQUENCY INPUT MODULE | HT30_Metrology_SpaceList_Vendor Sales (in TOT17AKK
1A2FD2E | NI | SCXI-1521 | STRAIN/BRIDGE INPUT MODULE | HT30_Metrology_SpaceList_Vendor Sales (in TOT17AKK
1A383FE | NI | SCXI-1102B | SIGNAL CONDITIONERS | HT30_Metrology_SpaceList_Vendor Sales (in TOT17AKK
1A38406 | NI | SCXI-1102B | SIGNAL CONDITIONERS | HT30_Metrology_SpaceList_Vendor Sales (in TOT17AKK
1A615C8 | NI | SCXI-1521 | STRAIN/BRIDGE INPUT MODULE | HT30_Metrology_SpaceList_Vendor Sales (in TOT17AKK
1A84DF6 | NI | NI-9203 | ANALOG INPUT MODULE | HT30_Metrology_SpaceList_Vendor Sales (in TOT17AFC
1A8F5BD | NI | NI-9203 | ANALOG INPUT MODULE | HT30_Metrology_SpaceList_Vendor Sales (in TOT17AFC
1A9D871 | NI | USB-6363 | NI USB-6363 | HT30_Metrology_SpaceList_Vendor Sales (in TOT17AFC
1C04D93 | NI | NI-9203 | ANALOG INPUT MODULE | HT30_Metrology_SpaceList_Vendor Sales (in TOT17AFC
1C07F28 | NI | NI-9203 | ANALOG INPUT MODULE | HT30_Metrology_SpaceList_Vendor Sales (in TOT17AFC
1C07F29 | NI | NI-9203 | ANALOG INPUT MODULE | HT30_Metrology_SpaceList_Vendor Sales (in TOT17AFC
1C07F2F | NI | NI-9203 | ANALOG INPUT MODULE | HT30_Metrology_SpaceList_Vendor Sales (in TOT17AFC
1C07F5F | NI | NI-9203 | ANALOG INPUT MODULE | HT30_Metrology_SpaceList_Vendor Sales (in TOT17AFC
1CR100401 | GEDORE | TBN25 | TORQUE TOOLS | HT30_Metrology_SpaceList_Vendor Sales (in TOT17AKF
1CR100402 | GEDORE | TBN25 | TORQUE TOOLS | HT30_Metrology_SpaceList_Vendor Sales (in TOT17AKF
1GN100829 | CLICKBOND | CB609 | BOND AND PULL-FORCE TESTERS | HT30_Metrology_SpaceList_Vendor Sales (in TOT17AKL
1GN100836 | CLICKBOND | CB609 | BOND AND PULL-FORCE TESTERS | HT30_Metrology_SpaceList_Vendor Sales (in TOT17AKF
1JL100365 | CLICKBOND | CB609 | BOND AND PULL-FORCE TESTERS | HT30_Metrology_SpaceList_Vendor Sales (in TOT17AKF
1JL100367 | CLICKBOND | CB609 | BOND AND PULL-FORCE TESTERS | HT30_Metrology_SpaceList_Vendor Sales (in TOT17AKF
1LL101021 | CLICKBOND | CB609 | BOND AND PULL-FORCE TESTERS | HT30_Metrology_SpaceList_Vendor Sales (in TOT17AKF
2034273 | VERMONT GAGE | 6-32 UNC-2A | THREADED RING GAUGES | HT30_Metrology_SpaceList_Vendor Sales (in TOT17AKL
2035 | DYTRAN | 3053B1 | ACCELEROMETERS | HT30_Metrology_SpaceList_Vendor Sales (in TOT17AFC
2036 | DYTRAN | 3053B1 | ACCELEROMETERS | HT30_Metrology_SpaceList_Vendor Sales (in TOT17AFC
2037308 | VERMONT GAGE | 3/8-24 UNF-3A | THREADED RING GAUGES | HT30_Metrology_SpaceList_Vendor Sales (in TOT17AKF
2045138 | VERMONT GAGE | 6-32 UNC-3A | THREADED RING GAUGES | HT30_Metrology_SpaceList_Vendor Sales (in TOT17AKF
2045977 | MITUTOYO | 167-142 | LENGTH SET REFERENCES | HT30_Metrology_SpaceList_Vendor Sales (in TOT17AKF
2051019 | MITUTOYO | 167-145 | LENGTH SET REFERENCES | HT30_Metrology_SpaceList_Vendor Sales (in TOT17AKF
2058 | DYTRAN | 2013B | PRESSURE SENSORS | HT30_Metrology_SpaceList_Vendor Sales (in TOT17AFC
2061007 | VERMONT GAGE | 4-40 UNC-3A | THREADED RING GAUGES | HT30_Metrology_SpaceList_Vendor Sales (in TOT17AKF
2067 | DYTRAN | 3053B1 | ACCELEROMETERS | HT30_Metrology_SpaceList_Vendor Sales (in TOT17AFC
2070 | DYTRAN | 3053B1 | ACCELEROMETERS | HT30_Metrology_SpaceList_Vendor Sales (in TOT17AFC
2071810 | VERMONT GAGE | 6-32 UNC 2A | THREADED RING GAUGES | HT30_Metrology_SpaceList_Vendor Sales (in TOT17AKF
2071812 | VERMONT GAGE | 3/8-24 UNF-2A | THREADED RING GAUGES | HT30_Metrology_SpaceList_Vendor Sales (in TOT17AKL
2073 | DYTRAN | 2013B | PRESSURE SENSORS | HT30_Metrology_SpaceList_Vendor Sales (in TOT17AFC
2075481 | VERMONT GAGE | 2-56 UNC-2A | THREADED RING GAUGES | HT30_Metrology_SpaceList_Vendor Sales (in TOT17AKL
2085986 | VERMONT GAGE | 3/8-24 UNF-2A | THREADED RING GAUGES | HT30_Metrology_SpaceList_Vendor Sales (in TOT17AKL
2090137 | MITUTOYO | 167-143 | LENGTH SET REFERENCES | HT30_Metrology_SpaceList_Vendor Sales (in TOT17AKF
2091143 | MITUTOYO | 167-143 | LENGTH SET REFERENCES | HT30_Metrology_SpaceList_Vendor Sales (in TOT17AKF
2093861 | VERMONT GAGE | 8-32 UNC-2A | THREADED RING GAUGES | HT30_Metrology_SpaceList_Vendor Sales (in TOT17AKF
2101348 | VERMONT GAGE | 2-56 UNC-2A | THREADED RING GAUGES | HT30_Metrology_SpaceList_Vendor Sales (in TOT17AKF
2101351 | VERMONT GAGE | 10-32 UNF-2A | THREADED RING GAUGES | HT30_Metrology_SpaceList_Vendor Sales (in TOT17AKL
21050328 | MAHR | 1003 | INDICATORS (DIMENSIONAL) | HT30_Metrology_SpaceList_Vendor Sales (in TOT17AKF
2110009 | VERMONT GAGE | 2-56 UNC-3A | THREADED RING GAUGES | HT30_Metrology_SpaceList_Vendor Sales (in TOT17AKF
2114807 | VERMONT GAGE | 8-32 UNC-3A | THREADED RING GAUGES | HT30_Metrology_SpaceList_Vendor Sales (in TOT17AKL
211H15060042 | ADDITEL | 681 | PRESSURE GAUGES | HT30_Metrology_SpaceList_Vendor Sales (in TOT17C4R
2126655 | VERMONT GAGE | 4-40 UNC-2A | THREADED RING GAUGES | HT30_Metrology_SpaceList_Vendor Sales (in TOT17AKL
2129821 | VERMONT GAGE | 10-32 UNF-2A | THREADED RING GAUGES | HT30_Metrology_SpaceList_Vendor Sales (in TOT17AKL
2135046 | VERMONT GAGE | 10-32 UNF-3A | THREADED RING GAUGES | HT30_Metrology_SpaceList_Vendor Sales (in TOT17AKF
2143 | DYTRAN | 3053B1 | ACCELEROMETERS | HT30_Metrology_SpaceList_Vendor Sales (in TOT17AFC
2144 | DYTRAN | 3053B1 | ACCELEROMETERS | HT30_Metrology_SpaceList_Vendor Sales (in TOT17AFC
216 | DYTRAN | 3232A1 | ACCELEROMETERS | HT30_Metrology_SpaceList_Vendor Sales (in TOT17AFC
2166402 | VERMONT GAGE | 8-32 UNC-2A | THREADED RING GAUGES | HT30_Metrology_SpaceList_Vendor Sales (in TOT17AKL
2168813 | MITUTOYO | 167-142 | LENGTH SET REFERENCES | HT30_Metrology_SpaceList_Vendor Sales (in TOT17AKF
217 | DYTRAN | 3232A1 | ACCELEROMETERS | HT30_Metrology_SpaceList_Vendor Sales (in TOT17AFC
2176 | DYTRAN | 3053B2 | ACCELEROMETERS | HT30_Metrology_SpaceList_Vendor Sales (in TOT17AFC
2189 | DYTRAN | 3053B | ACCELEROMETERS | HT30_Metrology_SpaceList_Vendor Sales (in TOT17AFC
2190 | DYTRAN | 3053B2 | ACCELEROMETERS | HT30_Metrology_SpaceList_Vendor Sales (in TOT17AFC
2192 | DYTRAN | 3053B2 | ACCELEROMETERS | HT30_Metrology_SpaceList_Vendor Sales (in TOT17AFC
2192817 | VERMONT GAGE | 2-56 UNC-3A | THREADED RING GAUGES | HT30_Metrology_SpaceList_Vendor Sales (in TOT17AKL
2193 | DYTRAN | 3053B2 | ACCELEROMETERS | HT30_Metrology_SpaceList_Vendor Sales (in TOT17AFC
2194 | DYTRAN | 3053B2 | ACCELEROMETERS | HT30_Metrology_SpaceList_Vendor Sales (in TOT17AFC
2215 | DYTRAN | 3053B | ACCELEROMETERS | HT30_Metrology_SpaceList_Vendor Sales (in TOT17AFC
2241 | DYTRAN | 3053B2 | ACCELEROMETERS | HT30_Metrology_SpaceList_Vendor Sales (in TOT17AFC
2247 | DYTRAN | 3053B2 | ACCELEROMETERS | HT30_Metrology_SpaceList_Vendor Sales (in TOT17AFC
2251 | DYTRAN | 3053B1 | ACCELEROMETERS | HT30_Metrology_SpaceList_Vendor Sales (in TOT17AFC
2252 | DYTRAN | 3053B1 | ACCELEROMETERS | HT30_Metrology_SpaceList_Vendor Sales (in TOT17AFC
2254 | DYTRAN | 3053B1 | ACCELEROMETERS | HT30_Metrology_SpaceList_Vendor Sales (in TOT17AFC
2267 | DYTRAN | 3053B1 | ACCELEROMETERS | HT30_Metrology_SpaceList_Vendor Sales (in TOT17AFC
2281 | DYTRAN | 3053B1 | ACCELEROMETERS | HT30_Metrology_SpaceList_Vendor Sales (in TOT17AFC
2283 | DYTRAN | 3053B | ACCELEROMETERS | HT30_Metrology_SpaceList_Vendor Sales (in TOT17AFC
229313 | CHECK LINE | AD-100-D | DUROMETER | HT30_Metrology_SpaceList_Vendor Sales (in TOT17AKF
229321 | CHECK LINE | AD-100-D | DUROMETER | HT30_Metrology_SpaceList_Vendor Sales (in TOT17AKF
2335 | DYTRAN | 3053B | ACCELEROMETERS | HT30_Metrology_SpaceList_Vendor Sales (in TOT17AFC
2338 | DYTRAN | 3053B | ACCELEROMETERS | HT30_Metrology_SpaceList_Vendor Sales (in TOT17AFC
2358 | DYTRAN | 3053B1 | ACCELEROMETERS | HT30_Metrology_SpaceList_Vendor Sales (in TOT17AFC
2372 | DYTRAN | 3053B1 | ACCELEROMETERS | HT30_Metrology_SpaceList_Vendor Sales (in TOT17AFC
2374 | DYTRAN | 3053B1 | ACCELEROMETERS | HT30_Metrology_SpaceList_Vendor Sales (in TOT17AFC
2377 | DYTRAN | 3053B1 | ACCELEROMETERS | HT30_Metrology_SpaceList_Vendor Sales (in TOT17AFC
2378 | DYTRAN | 3053B1 | ACCELEROMETERS | HT30_Metrology_SpaceList_Vendor Sales (in TOT17AFC
23860 | PCB PIEZOTRONICS | 350A14 | ACCELEROMETERS | HT30_Metrology_SpaceList_Vendor Sales (in TOT17AFC
24823 | PCB PIEZOTRONICS | 113B22 | PRESSURE SENSORS | HT30_Metrology_SpaceList_Vendor Sales (in TOT17AFC
2519 | DYTRAN | 3053B1 | ACCELEROMETERS | HT30_Metrology_SpaceList_Vendor Sales (in TOT17AFC
2525 | DYTRAN | 3053B1 | ACCELEROMETERS | HT30_Metrology_SpaceList_Vendor Sales (in TOT17AFC
2527 | DYTRAN | 3053B1 | ACCELEROMETERS | HT30_Metrology_SpaceList_Vendor Sales (in TOT17AFC
2610 | DYTRAN | 3053B1 | ACCELEROMETERS | HT30_Metrology_SpaceList_Vendor Sales (in TOT17AFC
2613 | DYTRAN | 3053B1 | ACCELEROMETERS | HT30_Metrology_SpaceList_Vendor Sales (in TOT17AFC
2615 | DYTRAN | 3053B1 | ACCELEROMETERS | HT30_Metrology_SpaceList_Vendor Sales (in TOT17AFC
2616 | DYTRAN | 3053B1 | ACCELEROMETERS | HT30_Metrology_SpaceList_Vendor Sales (in TOT17AFC
2689 | DYTRAN | 3053B1 | ACCELEROMETERS | HT30_Metrology_SpaceList_Vendor Sales (in TOT17AFC
2703097 | BRUEL & KJAER | 4189-A-021 | MICROPHONE | HT30_Metrology_SpaceList_Vendor Sales (in TOT17AFC
2706 | DYTRAN | 3053B1 | ACCELEROMETERS | HT30_Metrology_SpaceList_Vendor Sales (in TOT17AFC
271595 | MAHR | .3090 | CYLINDRICAL RING GAUGES | HT30_Metrology_SpaceList_Vendor Sales (in TOT17AKF
273262 | MAHR | .3090 XX | CYLINDRICAL RING GAUGES | HT30_Metrology_SpaceList_Vendor Sales (in TOT17AKF
273360 | MAHR | 2613 | CYLINDRICAL RING GAUGES | HT30_Metrology_SpaceList_Vendor Sales (in TOT17AKF
27489 | ACCU WEIGH | PPC-200W | SCALES AND BALANCES | HT30_Metrology_SpaceList_Vendor Sales (in TOT17AKK
2765651 | BRUEL & KJAER | 2695 | AMPLIFIERS | HT30_Metrology_SpaceList_Vendor Sales (in TOT17AFC
2811152022 | G.A.L. GAGE CO. | 1110-301 | WELD GAUGE | HT30_Metrology_SpaceList_Vendor Sales (in TOT17AKL
2839542 | BRUEL & KJAER | 4944-B | MICROPHONE | HT30_Metrology_SpaceList_Vendor Sales (in TOT17AKF
2912 | DYTRAN | 3225F | ACCELEROMETERS | HT30_Metrology_SpaceList_Vendor Sales (in TOT17C4R
2996727 | BRUEL & KJAER | 4964-W-003 | SURFACE MICROPHONE | HT30_Metrology_SpaceList_Vendor Sales (in TOT17AFC
3006450 | MITUTOYO | 167-144 | LENGTH SET REFERENCES | HT30_Metrology_SpaceList_Vendor Sales (in TOT17AKF
30653 | BRUEL & KJAER | 4507B | ACCELEROMETERS | HT30_Metrology_SpaceList_Vendor Sales (in TOT17AFC
3101185 | MITUTOYO | 167-142 | LENGTH SET REFERENCES | HT30_Metrology_SpaceList_Vendor Sales (in TOT17AKF
3101527 | MITUTOYO | 167-142 | LENGTH SET REFERENCES | HT30_Metrology_SpaceList_Vendor Sales (in TOT17AKF
3337U | DYTRAN | 306M127 | ACCELEROMETERS | HT30_Metrology_SpaceList_Vendor Sales (in TOT17AKF
334742 | MICHELL INSTRUMENTS | PCMINI52-3-SX-H-T1 | ENVIRONMENTAL SENSORS | HT30_Metrology_SpaceList_Vendor Sales (in TOT17AKF
3377 | DYTRAN | 3143D | ACCELEROMETERS | HT30_Metrology_SpaceList_Vendor Sales (in TOT17AFC
351709 | LEICA | T3000 | THEODOLITE | HT30_Metrology_SpaceList_Vendor Sales (in TOT17C4R
36331 | PCB PIEZOTRONICS | 102B | PRESSURE SENSORS | HT30_Metrology_SpaceList_Vendor Sales (in TOT17C4R
3635 | DYTRAN | 3200B4 | ACCELEROMETERS | HT30_Metrology_SpaceList_Vendor Sales (in TOT17AFC
3637 | DYTRAN | 3200B4 | ACCELEROMETERS | HT30_Metrology_SpaceList_Vendor Sales (in TOT17AFC
3664 | OHAUS |  | WEIGHTS AND MASS REFERENCES | HT30_Metrology_SpaceList_Vendor Sales (in TOT17AKF
375213 | CURTIS INDUSTRIES | 2219 ALUMINUM | STEP BLOCK | HT30_Metrology_SpaceList_Vendor Sales (in TOT17AKL
38973 | PCB PIEZOTRONICS | 102B | PRESSURE SENSORS | HT30_Metrology_SpaceList_Vendor Sales (in TOT17C4R
39064 | PCB PIEZOTRONICS | 350C02 | ACCELEROMETERS | HT30_Metrology_SpaceList_Vendor Sales (in TOT17AKL
4011142 | MITUTOYO | 167-143 | LENGTH SET REFERENCES | HT30_Metrology_SpaceList_Vendor Sales (in TOT17AKF
4013602 | MITUTOYO | 167-143 | LENGTH SET REFERENCES | HT30_Metrology_SpaceList_Vendor Sales (in TOT17AKF
40211 | PCB PIEZOTRONICS | 102B | PRESSURE SENSORS | HT30_Metrology_SpaceList_Vendor Sales (in TOT17AFC
4030360 | MITUTOYO | 167-142 | LENGTH SET REFERENCES | HT30_Metrology_SpaceList_Vendor Sales (in TOT17AKF
40419 | PCB PIEZOTRONICS | 102B | PRESSURE SENSORS | HT30_Metrology_SpaceList_Vendor Sales (in TOT17AFC
40420 | PCB PIEZOTRONICS | 102B | PRESSURE SENSORS | HT30_Metrology_SpaceList_Vendor Sales (in TOT17AFC
40421 | PCB PIEZOTRONICS | 102B | PRESSURE SENSORS | HT30_Metrology_SpaceList_Vendor Sales (in TOT17AFC
40422 | PCB PIEZOTRONICS | 102B | PRESSURE SENSORS | HT30_Metrology_SpaceList_Vendor Sales (in TOT17AFC
40423 | PCB PIEZOTRONICS | 102B | PRESSURE SENSORS | HT30_Metrology_SpaceList_Vendor Sales (in TOT17AFC
4063 | DYTRAN | 3200B4 | ACCELEROMETERS | HT30_Metrology_SpaceList_Vendor Sales (in TOT17C4R
4064899 | MITUTOYO | 167-144 | LENGTH SET REFERENCES | HT30_Metrology_SpaceList_Vendor Sales (in TOT17AKF
4064918 | MITUTOYO | 167-144 | LENGTH SET REFERENCES | HT30_Metrology_SpaceList_Vendor Sales (in TOT17AKF
4078340 | MITUTOYO | 167-144 | LENGTH SET REFERENCES | HT30_Metrology_SpaceList_Vendor Sales (in TOT17AKF
412 | DYTRAN | 3055A3 | ACCELEROMETERS | HT30_Metrology_SpaceList_Vendor Sales (in TOT17AFC
413 | DYTRAN | 3055A3 | ACCELEROMETERS | HT30_Metrology_SpaceList_Vendor Sales (in TOT17AFC
41560 | PCB PIEZOTRONICS | 102B | PRESSURE SENSORS | HT30_Metrology_SpaceList_Vendor Sales (in TOT17C4R
42510 | LARSONDAVIS | CAL250 | ACOUSTIC CALIBRATOR | HT30_Metrology_SpaceList_Vendor Sales (in TOT17AKL
43925 | PCB PIEZOTRONICS | 350A14 | ACCELEROMETERS | HT30_Metrology_SpaceList_Vendor Sales (in TOT17AFC
43927 | PCB PIEZOTRONICS | 350A14 | ACCELEROMETERS | HT30_Metrology_SpaceList_Vendor Sales (in TOT17AFC
43968 | PCB PIEZOTRONICS | 350A14 | ACCELEROMETERS | HT30_Metrology_SpaceList_Vendor Sales (in TOT17AFC
43969 | PCB PIEZOTRONICS | 350A14 | ACCELEROMETERS | HT30_Metrology_SpaceList_Vendor Sales (in TOT17AFC
4411 | DYTRAN | 3093M23 | ACCELEROMETERS | HT30_Metrology_SpaceList_Vendor Sales (in TOT17AFC
45713 | PCB PIEZOTRONICS | 350A14 | ACCELEROMETERS | HT30_Metrology_SpaceList_Vendor Sales (in TOT17AFC
4711 | DYTRAN | 3143M12 | ACCELEROMETERS | HT30_Metrology_SpaceList_Vendor Sales (in TOT17AFC
475 | PCB PIEZOTRONICS | 124A22 | PRESSURE SENSORS | HT30_Metrology_SpaceList_Vendor Sales (in TOT17AFC
4902 | ASHCROFT | 1082 | PRESSURE GAUGES | HT30_Metrology_SpaceList_Vendor Sales (in TOT17C4R
4915 | DYTRAN | 3200B5 | ACCELEROMETERS | HT30_Metrology_SpaceList_Vendor Sales (in TOT17C4R
49428 | PCB PIEZOTRONICS | 350B34 | ACCELEROMETERS | HT30_Metrology_SpaceList_Vendor Sales (in TOT17AFC
49646 | PCB PIEZOTRONICS | 350B34 | ACCELEROMETERS | HT30_Metrology_SpaceList_Vendor Sales (in TOT17AFC
49649 | PCB PIEZOTRONICS | 350B34 | ACCELEROMETERS | HT30_Metrology_SpaceList_Vendor Sales (in TOT17AFC
4T5G | RICE LAKE | 10 LB | WEIGHTS AND MASS REFERENCES | HT30_Metrology_SpaceList_Vendor Sales (in TOT17AKF
4T5H | RICE LAKE | 5 LB | WEIGHTS AND MASS REFERENCES | HT30_Metrology_SpaceList_Vendor Sales (in TOT17AKF
50203848-0005 | CLICKBOND | CB609 | BOND AND PULL-FORCE TESTERS | HT30_Metrology_SpaceList_Vendor Sales (in TOT17AKF
50203848-0006 | CLICKBOND | CB609 | BOND AND PULL-FORCE TESTERS | HT30_Metrology_SpaceList_Vendor Sales (in TOT17AKF
50241153-0009 | CLICKBOND | CB609 | BOND AND PULL-FORCE TESTERS | HT30_Metrology_SpaceList_Vendor Sales (in TOT17AKL
510280001 | STEWARTS | 40S-15K-FP | PRESSURE GAUGES | HT30_Metrology_SpaceList_Vendor Sales (in TOT17C4R
5113 | DYTRAN | 3200B5 | ACCELEROMETERS | HT30_Metrology_SpaceList_Vendor Sales (in TOT17AFC
51997 | PCB PIEZOTRONICS | 350B34 | ACCELEROMETERS | HT30_Metrology_SpaceList_Vendor Sales (in TOT17AFC
52008 | PCB PIEZOTRONICS | 350B34 | ACCELEROMETERS | HT30_Metrology_SpaceList_Vendor Sales (in TOT17AFC
52023 | PCB PIEZOTRONICS | 350B34 | ACCELEROMETERS | HT30_Metrology_SpaceList_Vendor Sales (in TOT17AFC
525 | DYTRAN | 3055A3 | ACCELEROMETERS | HT30_Metrology_SpaceList_Vendor Sales (in TOT17AFC
5261 | DYTRAN | 3143M17 | ACCELEROMETERS | HT30_Metrology_SpaceList_Vendor Sales (in TOT17AFC
5271628 | MITUTOYO | 167-150 | LENGTH SET REFERENCES | HT30_Metrology_SpaceList_Vendor Sales (in TOT17AKL
536 | DYTRAN | 3055A3 | ACCELEROMETERS | HT30_Metrology_SpaceList_Vendor Sales (in TOT17AFC
537 | DYTRAN | 3055A3 | ACCELEROMETERS | HT30_Metrology_SpaceList_Vendor Sales (in TOT17AFC
538 | DYTRAN | 3055A3 | ACCELEROMETERS | HT30_Metrology_SpaceList_Vendor Sales (in TOT17AFC
5381 | DYTRAN | 3143M17 | ACCELEROMETERS | HT30_Metrology_SpaceList_Vendor Sales (in TOT17AFC
5387 | DYTRAN | 3143M17 | ACCELEROMETERS | HT30_Metrology_SpaceList_Vendor Sales (in TOT17AFC
540 | DYTRAN | 3055A3 | ACCELEROMETERS | HT30_Metrology_SpaceList_Vendor Sales (in TOT17AFC
5402 | DYTRAN | 3143M17 | ACCELEROMETERS | HT30_Metrology_SpaceList_Vendor Sales (in TOT17AFC
541 | DYTRAN | 3055A3 | ACCELEROMETERS | HT30_Metrology_SpaceList_Vendor Sales (in TOT17AFC
5430 | DYTRAN | 3143M17 | ACCELEROMETERS | HT30_Metrology_SpaceList_Vendor Sales (in TOT17AFC
54739 | PCB PIEZOTRONICS | 350D02 | ACCELEROMETERS | HT30_Metrology_SpaceList_Vendor Sales (in TOT17AFC
5501 | DYTRAN | 3143M14 | ACCELEROMETERS | HT30_Metrology_SpaceList_Vendor Sales (in TOT17AFC
5525 | DYTRAN | 3143M14 | ACCELEROMETERS | HT30_Metrology_SpaceList_Vendor Sales (in TOT17AFC
5551A | DYTRAN | 2300V6 | PRESSURE SENSORS | HT30_Metrology_SpaceList_Vendor Sales (in TOT17AFC
5581 | PCB PIEZOTRONICS | 106B | PRESSURE SENSORS | HT30_Metrology_SpaceList_Vendor Sales (in TOT17AKF
5584 | PCB PIEZOTRONICS | 106B | PRESSURE SENSORS | HT30_Metrology_SpaceList_Vendor Sales (in TOT17AKF
5587 | PCB PIEZOTRONICS | 106B | PRESSURE SENSORS | HT30_Metrology_SpaceList_Vendor Sales (in TOT17AKF
5593 | PCB PIEZOTRONICS | 106B | PRESSURE SENSORS | HT30_Metrology_SpaceList_Vendor Sales (in TOT17AKF
5596 | DYTRAN | 3225F1 | ACCELEROMETERS | HT30_Metrology_SpaceList_Vendor Sales (in TOT17C4R
5604 | PCB PIEZOTRONICS | 106B | PRESSURE SENSORS | HT30_Metrology_SpaceList_Vendor Sales (in TOT17AKF
5622 | PCB PIEZOTRONICS | 106B | PRESSURE SENSORS | HT30_Metrology_SpaceList_Vendor Sales (in TOT17AKF
56361 | PH TOOL | 2219-T8 ALUMINUM | STEP BLOCK | HT30_Metrology_SpaceList_Vendor Sales (in TOT17AKL
57441 | PARTICLE MEASURING SYSTEMS | LASAIR II-510A | PARTICLE COUNTER | HT30_Metrology_SpaceList_Vendor Sales (in TOT17AKK
5751 | DYTRAN | 3143M12 | ACCELEROMETERS | HT30_Metrology_SpaceList_Vendor Sales (in TOT17AFC
5784 | DYTRAN | 3143M12 | ACCELEROMETERS | HT30_Metrology_SpaceList_Vendor Sales (in TOT17AFC
5837 | DYTRAN | 3143M12 | ACCELEROMETERS | HT30_Metrology_SpaceList_Vendor Sales (in TOT17AFC
5840 | DYTRAN | 3143M12 | ACCELEROMETERS | HT30_Metrology_SpaceList_Vendor Sales (in TOT17AFC
5854 | DYTRAN | 3143M12 | ACCELEROMETERS | HT30_Metrology_SpaceList_Vendor Sales (in TOT17AFC
5861 | DYTRAN | 2300V6 | PRESSURE SENSORS | HT30_Metrology_SpaceList_Vendor Sales (in TOT17AFC
5862 | DYTRAN | 2300V6 | PRESSURE SENSORS | HT30_Metrology_SpaceList_Vendor Sales (in TOT17AFC
5865 | DYTRAN | 2300V6 | PRESSURE SENSORS | HT30_Metrology_SpaceList_Vendor Sales (in TOT17AFC
5880 | DYTRAN | 3143M12 | ACCELEROMETERS | HT30_Metrology_SpaceList_Vendor Sales (in TOT17AFC
5881 | DYTRAN | 3143M12 | ACCELEROMETERS | HT30_Metrology_SpaceList_Vendor Sales (in TOT17AFC
5883 | DYTRAN | 3143M12 | ACCELEROMETERS | HT30_Metrology_SpaceList_Vendor Sales (in TOT17AFC
5908 | DYTRAN | 3143M12 | ACCELEROMETERS | HT30_Metrology_SpaceList_Vendor Sales (in TOT17AFC
5913 | DYTRAN | 2300V6 | PRESSURE SENSORS | HT30_Metrology_SpaceList_Vendor Sales (in TOT17AFC
5914 | DYTRAN | 2300V6 | PRESSURE SENSORS | HT30_Metrology_SpaceList_Vendor Sales (in TOT17AFC
5931 | DYTRAN | 2300V1 | PRESSURE SENSORS | HT30_Metrology_SpaceList_Vendor Sales (in TOT17AFC
5932 | DYTRAN | 2300V1 | PRESSURE SENSORS | HT30_Metrology_SpaceList_Vendor Sales (in TOT17AFC
5933 | DYTRAN | 2300V1 | PRESSURE SENSORS | HT30_Metrology_SpaceList_Vendor Sales (in TOT17AFC
5934 | DYTRAN | 2300V1 | PRESSURE SENSORS | HT30_Metrology_SpaceList_Vendor Sales (in TOT17AFC
5936 | DYTRAN | 2300V1 | PRESSURE SENSORS | HT30_Metrology_SpaceList_Vendor Sales (in TOT17AFC
5939 | DYTRAN | 2300V1 | PRESSURE SENSORS | HT30_Metrology_SpaceList_Vendor Sales (in TOT17AFC
5950 | DYTRAN | 2300V6 | PRESSURE SENSORS | HT30_Metrology_SpaceList_Vendor Sales (in TOT17AFC
5951 | DYTRAN | 2300V6 | PRESSURE SENSORS | HT30_Metrology_SpaceList_Vendor Sales (in TOT17AKL
5952 | DYTRAN | 2300V6 | PRESSURE SENSORS | HT30_Metrology_SpaceList_Vendor Sales (in TOT17AFC
5953 | DYTRAN | 2300V6 | PRESSURE SENSORS | HT30_Metrology_SpaceList_Vendor Sales (in TOT17AFC
5954 | DYTRAN | 2300V6 | PRESSURE SENSORS | HT30_Metrology_SpaceList_Vendor Sales (in TOT17AFC
5955 | DYTRAN | 2300V6 | PRESSURE SENSORS | HT30_Metrology_SpaceList_Vendor Sales (in TOT17AFC
5956 | DYTRAN | 2300V6 | PRESSURE SENSORS | HT30_Metrology_SpaceList_Vendor Sales (in TOT17AFC
5957 | DYTRAN | 2300V6 | PRESSURE SENSORS | HT30_Metrology_SpaceList_Vendor Sales (in TOT17AFC
5958 | DYTRAN | 2300V6 | PRESSURE SENSORS | HT30_Metrology_SpaceList_Vendor Sales (in TOT17AFC
5959 | DYTRAN | 2300V6 | PRESSURE SENSORS | HT30_Metrology_SpaceList_Vendor Sales (in TOT17AFC
6088 | DYTRAN | 3143M12 | ACCELEROMETERS | HT30_Metrology_SpaceList_Vendor Sales (in TOT17AFC
6100 | DYTRAN | 3143M12 | ACCELEROMETERS | HT30_Metrology_SpaceList_Vendor Sales (in TOT17AFC
6123 | DYTRAN | 3143M12 | ACCELEROMETERS | HT30_Metrology_SpaceList_Vendor Sales (in TOT17AFC
6159 | DYTRAN | 2300V6 | PRESSURE SENSORS | HT30_Metrology_SpaceList_Vendor Sales (in TOT17AFC
6179 | DYTRAN | 2300V6 | PRESSURE SENSORS | HT30_Metrology_SpaceList_Vendor Sales (in TOT17AFC
6182 | DYTRAN | 2300V6 | PRESSURE SENSORS | HT30_Metrology_SpaceList_Vendor Sales (in TOT17AFC
6184 | DYTRAN | 2300V6 | PRESSURE SENSORS | HT30_Metrology_SpaceList_Vendor Sales (in TOT17AFC
6185 | DYTRAN | 2300V6 | PRESSURE SENSORS | HT30_Metrology_SpaceList_Vendor Sales (in TOT17AFC
6187 | DYTRAN | 2300V6 | PRESSURE SENSORS | HT30_Metrology_SpaceList_Vendor Sales (in TOT17AFC
6188 | DYTRAN | 2300V6 | PRESSURE SENSORS | HT30_Metrology_SpaceList_Vendor Sales (in TOT17C4R
6189 | DYTRAN | 2300V6 | PRESSURE SENSORS | HT30_Metrology_SpaceList_Vendor Sales (in TOT17AFC
6190 | DYTRAN | 2300V6 | PRESSURE SENSORS | HT30_Metrology_SpaceList_Vendor Sales (in TOT17AKL
6192 | DYTRAN | 2300V6 | PRESSURE SENSORS | HT30_Metrology_SpaceList_Vendor Sales (in TOT17AFC
6193 | DYTRAN | 2300V6 | PRESSURE SENSORS | HT30_Metrology_SpaceList_Vendor Sales (in TOT17AFC
6194 | DYTRAN | 2300V6 | PRESSURE SENSORS | HT30_Metrology_SpaceList_Vendor Sales (in TOT17AKL
6195 | DYTRAN | 2300V6 | PRESSURE SENSORS | HT30_Metrology_SpaceList_Vendor Sales (in TOT17AFC
6196 | DYTRAN | 2300V6 | PRESSURE SENSORS | HT30_Metrology_SpaceList_Vendor Sales (in TOT17AFC
6197 | DYTRAN | 2300V6 | PRESSURE SENSORS | HT30_Metrology_SpaceList_Vendor Sales (in TOT17AFC
6198 | DYTRAN | 2300V6 | PRESSURE SENSORS | HT30_Metrology_SpaceList_Vendor Sales (in TOT17AFC
6199 | DYTRAN | 2300V6 | PRESSURE SENSORS | HT30_Metrology_SpaceList_Vendor Sales (in TOT17AFC
6242 | DYTRAN | 2300V6 | PRESSURE SENSORS | HT30_Metrology_SpaceList_Vendor Sales (in TOT17AKL
6245 | DYTRAN | 2300V6 | PRESSURE SENSORS | HT30_Metrology_SpaceList_Vendor Sales (in TOT17AFC
6252 | DYTRAN | 2300V6 | PRESSURE SENSORS | HT30_Metrology_SpaceList_Vendor Sales (in TOT17AFC
6255 | DYTRAN | 2300V6 | PRESSURE SENSORS | HT30_Metrology_SpaceList_Vendor Sales (in TOT17AKL
6260 | DYTRAN | 2300V6 | PRESSURE SENSORS | HT30_Metrology_SpaceList_Vendor Sales (in TOT17AFC
6265 | DYTRAN | 2300V6 | PRESSURE SENSORS | HT30_Metrology_SpaceList_Vendor Sales (in TOT17AKL
6321 | DYTRAN | 3143M17 | ACCELEROMETERS | HT30_Metrology_SpaceList_Vendor Sales (in TOT17AFC
6327 | DYTRAN | 3143M17 | ACCELEROMETERS | HT30_Metrology_SpaceList_Vendor Sales (in TOT17AFC
63330811 | MITUTOYO | 293-356-30 | MICROMETERS | HT30_Metrology_SpaceList_Vendor Sales (in TOT17AKL
6509701001 | CECOMP ELECTRONICS | DPG1000B300PSIG-5 | PRESSURE GAUGES | HT30_Metrology_SpaceList_Vendor Sales (in TOT17C4R
6525 | DYTRAN | 3143M17 | ACCELEROMETERS | HT30_Metrology_SpaceList_Vendor Sales (in TOT17AFC
6613 | DYTRAN | 3143M17 | ACCELEROMETERS | HT30_Metrology_SpaceList_Vendor Sales (in TOT17AFC
66214475 | MITUTOYO | 104-137 | MICROMETERS | HT30_Metrology_SpaceList_Vendor Sales (in TOT17AKL
67305 | MEASUREMENT SYSTEMS INTERNATIONAL | MSI-3460 | FORCE GAUGES | HT30_Metrology_SpaceList_Vendor Sales (in TOT17AKK
687 | DYTRAN | 3533A | ACCELEROMETERS | HT30_Metrology_SpaceList_Vendor Sales (in TOT17AFC
701 | DYTRAN | 3533A | ACCELEROMETERS | HT30_Metrology_SpaceList_Vendor Sales (in TOT17AFC
705170004 | ASHCROFT | 0-10000 PSI | PRESSURE GAUGES | HT30_Metrology_SpaceList_Vendor Sales (in TOT17C4R
705170005 | ASHCROFT | 302174SD02LXBKBLC46B10000# | PRESSURE GAUGES | HT30_Metrology_SpaceList_Vendor Sales (in TOT17C4R
705170006 | ASHCROFT | 302174SDRHLXBKBLPP6B10000# | PRESSURE GAUGES | HT30_Metrology_SpaceList_Vendor Sales (in TOT17C4R
705300001 | ASHCROFT | 302174SDRXLXBKBLC46B20000# | PRESSURE GAUGES | HT30_Metrology_SpaceList_Vendor Sales (in TOT17C4R
7055530 | MITUTOYO | 167-143 | LENGTH SET REFERENCES | HT30_Metrology_SpaceList_Vendor Sales (in TOT17AKL
7068914 | MITUTOYO | 167-141 | LENGTH SET REFERENCES | HT30_Metrology_SpaceList_Vendor Sales (in TOT17AKL
7073088 | MITUTOYO | 167-142 | LENGTH SET REFERENCES | HT30_Metrology_SpaceList_Vendor Sales (in TOT17AKL
7183501005 | CECOMP ELECTRONICS | F16B5PSIG-NC | PRESSURE GAUGES | HT30_Metrology_SpaceList_Vendor Sales (in TOT17C4R
7206101001 | CECOMP ELECTRONICS | DPG1000L199.9 | PRESSURE GAUGES | HT30_Metrology_SpaceList_Vendor Sales (in TOT17C4R
730 | DYTRAN | 3533A | ACCELEROMETERS | HT30_Metrology_SpaceList_Vendor Sales (in TOT17AFC
7436124 | MITUTOYO | 167-145 | LENGTH SET REFERENCES | HT30_Metrology_SpaceList_Vendor Sales (in TOT17AKL
7441330 | MITUTOYO | 167-144 | LENGTH SET REFERENCES | HT30_Metrology_SpaceList_Vendor Sales (in TOT17AKL
8071801001 | CECOMP ELECTRONICS | DPG1000B30PSIG-10 | PRESSURE GAUGES | HT30_Metrology_SpaceList_Vendor Sales (in TOT17C4R
8071802002 | CECOMP ELECTRONICS | DPG1000B15PSIG-10 | PRESSURE GAUGES | HT30_Metrology_SpaceList_Vendor Sales (in TOT17C4R
85553-2 | DORSEY | LDLTF-12-HB-CF | GAUGING DEPTH UCD | HT30_Metrology_SpaceList_Vendor Sales (in TOT17AKL
85553-3 | DORSEY | SMF-12 | FIXED FRAME SETMASTER | HT30_Metrology_SpaceList_Vendor Sales (in TOT17AKL
85553-6B | DORSEY | LDA-12-CB-CF | GAUGING DEPTH UCD | HT30_Metrology_SpaceList_Vendor Sales (in TOT17AKL
85553-7 | DORSEY | SMA-12 | FIXED FRAME SETMASTER | HT30_Metrology_SpaceList_Vendor Sales (in TOT17AKL
85553-9 | DORSEY | SMA-12 | FIXED FRAME SETMASTER | HT30_Metrology_SpaceList_Vendor Sales (in TOT17AKL
8957105001 | OMEGA | DPG1001B-2KG | PRESSURE GAUGES | HT30_Metrology_SpaceList_Vendor Sales (in TOT17C4R
9072 | DYTRAN | 3200B6 | ACCELEROMETERS | HT30_Metrology_SpaceList_Vendor Sales (in TOT17AFC
9073 | DYTRAN | 3200B6 | ACCELEROMETERS | HT30_Metrology_SpaceList_Vendor Sales (in TOT17AFC
9340 | DYTRAN | 3200B6 | ACCELEROMETERS | HT30_Metrology_SpaceList_Vendor Sales (in TOT17AFC
9341 | DYTRAN | 3200B6 | ACCELEROMETERS | HT30_Metrology_SpaceList_Vendor Sales (in TOT17AFC
9344 | DYTRAN | 3200B6 | ACCELEROMETERS | HT30_Metrology_SpaceList_Vendor Sales (in TOT17AFC
9352 | DYTRAN | 3200B6 | ACCELEROMETERS | HT30_Metrology_SpaceList_Vendor Sales (in TOT17AFC
990556 | STURTEVANT RICHMONT | LTCR 150I | TORQUE TOOLS | HT30_Metrology_SpaceList_Vendor Sales (in TOT17AKD
A.024208 | EXTECH | 45118 | ANEMOMETER | HT30_Metrology_SpaceList_Vendor Sales (in TOT17AKF
A3916-1 | BAL-TEC | 1.670IN/1.730IN | INSPECTION FIXTURE | HT30_Metrology_SpaceList_Vendor Sales (in TOT17AKF
A3916-3 | BAL-TEC | 3.0500IN/3.250000IN | INSPECTION FIXTURE | HT30_Metrology_SpaceList_Vendor Sales (in TOT17AKF
A3916-4 | BAL-TEC | .9800/1.0200IN. | INSPECTION FIXTURE | HT30_Metrology_SpaceList_Vendor Sales (in TOT17AKL
A3916-5 | BAL-TEC | .61149/.57138IN. | INSPECTION FIXTURE | HT30_Metrology_SpaceList_Vendor Sales (in TOT17AKF
A4A-141389 | ASHCROFT | A4A | PRESSURE GAUGES | HT30_Metrology_SpaceList_Vendor Sales (in TOT17C4R
B320343281 | OHAUS | SP2001 | SCALES AND BALANCES | HT30_Metrology_SpaceList_Vendor Sales (in TOT17AKK
D34274 | DILLON | MODEL AP | SCALES AND BALANCES | HT30_Metrology_SpaceList_Vendor Sales (in TOT17AKJ
D45401 | DILLON | 30006-0100 | FORCE GAUGES | HT30_Metrology_SpaceList_Vendor Sales (in TOT17AKK
D478E1 | NI | SCXI-1102 | SIGNAL CONDITIONERS | HT30_Metrology_SpaceList_Vendor Sales (in TOT17AKK
DQK52010 | PROTO | 6064C | TORQUE TOOLS | HT30_Metrology_SpaceList_Vendor Sales (in TOT17AKD
DQK52326 | PROTO | 6064C | TORQUE TOOLS | HT30_Metrology_SpaceList_Vendor Sales (in TOT17AKD
DRG33760 | PROTO | 6064C | TORQUE TOOLS | HT30_Metrology_SpaceList_Vendor Sales (in TOT17AKD
DSA02602 | PROTO | 6066C | TORQUE TOOLS | HT30_Metrology_SpaceList_Vendor Sales (in TOT17AKD
DSA03029 | PROTO | 6064C | TORQUE TOOLS | HT30_Metrology_SpaceList_Vendor Sales (in TOT17AKD
DSA03030 | PROTO | J6064C | TORQUE TOOLS | HT30_Metrology_SpaceList_Vendor Sales (in TOT17AKD
DSA03097 | PROTO | 6064C | TORQUE TOOLS | HT30_Metrology_SpaceList_Vendor Sales (in TOT17AKD
E15647 | DILLON | 30006-0100 | FORCE GAUGES | HT30_Metrology_SpaceList_Vendor Sales (in TOT17AKJ
E253393 | ASHCROFT | 0-100 PSI | PRESSURE GAUGES | HT30_Metrology_SpaceList_Vendor Sales (in TOT17C4R
E259161 | ASHCROFT | 0-200 PSI | PRESSURE GAUGES | HT30_Metrology_SpaceList_Vendor Sales (in TOT17C4R
E276923 | ASHCROFT | 0-400 PSI | PRESSURE GAUGES | HT30_Metrology_SpaceList_Vendor Sales (in TOT17C4R
E276924 | ASHCROFT | 1082 | PRESSURE GAUGES | HT30_Metrology_SpaceList_Vendor Sales (in TOT17C4R
E279793 | ASHCROFT | 0-1500 PSI | PRESSURE GAUGES | HT30_Metrology_SpaceList_Vendor Sales (in TOT17C4R
E282622 | ASHCROFT | 1082 | PRESSURE GAUGES | HT30_Metrology_SpaceList_Vendor Sales (in TOT17C4R
E294278 | ASHCROFT | 0-400 PSI | PRESSURE GAUGES | HT30_Metrology_SpaceList_Vendor Sales (in TOT17C4R
E303921 | ASHCROFT | 0-30 PSI | PRESSURE GAUGES | HT30_Metrology_SpaceList_Vendor Sales (in TOT17C4R
E310156 | ASHCROFT | 0-60 PSI | PRESSURE GAUGES | HT30_Metrology_SpaceList_Vendor Sales (in TOT17C4R
E435320 | ASHCROFT | 0-30 PSI | PRESSURE GAUGES | HT30_Metrology_SpaceList_Vendor Sales (in TOT17C4R
E437789 | ASHCROFT | 0-6000 PSI | PRESSURE GAUGES | HT30_Metrology_SpaceList_Vendor Sales (in TOT17C4R
E437791 | ASHCROFT | 0-6000 PSI | PRESSURE GAUGES | HT30_Metrology_SpaceList_Vendor Sales (in TOT17C4R
E437792 | ASHCROFT | 0-6000 PSI | PRESSURE GAUGES | HT30_Metrology_SpaceList_Vendor Sales (in TOT17C4R
E438004 | ASHCROFT | 0-3000 PSI | PRESSURE GAUGES | HT30_Metrology_SpaceList_Vendor Sales (in TOT17C4R
E474798 | ASHCROFT | 600 PSI | PRESSURE GAUGES | HT30_Metrology_SpaceList_Vendor Sales (in TOT17C4R
IP39543-M06AC | LOVE CONTROLS | 4B-33-986/U | TEMPERATURE CONTROLLER | HT30_Metrology_SpaceList_Vendor Sales (in TOT17AKJ
LW30367 | PCB PIEZOTRONICS | 113B22 | PRESSURE SENSORS | HT30_Metrology_SpaceList_Vendor Sales (in TOT17AFC
LW38165 | PCB PIEZOTRONICS | 208C05 | FORCE SENSOR | HT30_Metrology_SpaceList_Vendor Sales (in TOT17AFC
LW40866 | PCB PIEZOTRONICS | 208C05 | FORCE SENSOR | HT30_Metrology_SpaceList_Vendor Sales (in TOT17AFC
LW4290 | PCB PIEZOTRONICS | 3713B1150G | ACCELEROMETERS | HT30_Metrology_SpaceList_Vendor Sales (in TOT17AFC
LW4300 | PCB PIEZOTRONICS | 3713B1150G | ACCELEROMETERS | HT30_Metrology_SpaceList_Vendor Sales (in TOT17AFC
LW4301 | PCB PIEZOTRONICS | 3713B1150G | ACCELEROMETERS | HT30_Metrology_SpaceList_Vendor Sales (in TOT17AFC
MC027073 | SPAN | 6304152 | PRESSURE GAUGES | HT30_Metrology_SpaceList_Vendor Sales (in TOT17C4R
MC027076 | SPAN | 6304152 | PRESSURE GAUGES | HT30_Metrology_SpaceList_Vendor Sales (in TOT17C4R
MC027082 | SPAN | 6304152 | PRESSURE GAUGES | HT30_Metrology_SpaceList_Vendor Sales (in TOT17C4R
MC027084 | SPAN | 6304152 | PRESSURE GAUGES | HT30_Metrology_SpaceList_Vendor Sales (in TOT17C4R
N3735G6-3A | OSBORN | .875-14 UNJF-3A | THREADED RING GAUGES | HT30_Metrology_SpaceList_Vendor Sales (in TOT17AKF
N3735G6-4B | OSBORN | .875-14 UNJF-3A | THREADED RING GAUGES | HT30_Metrology_SpaceList_Vendor Sales (in TOT17AKF
N62947 | NOSHOK | 0-5000 PSI | PRESSURE GAUGES | HT30_Metrology_SpaceList_Vendor Sales (in TOT17C4R
S-7618 | STEWARTS | 40S-15K-FP | PRESSURE GAUGES | HT30_Metrology_SpaceList_Vendor Sales (in TOT17C4R
SM02CC0046 | GAGEMAKER | PG-6001 | INDICATORS (DIMENSIONAL) | HT30_Metrology_SpaceList_Vendor Sales (in TOT17AKK
SPA-3557 | WIKA | 233.55 | PRESSURE GAUGES | HT30_Metrology_SpaceList_Vendor Sales (in TOT17C4R
SX-0044 | MCDANIEL | 0-2000 PSI | PRESSURE GAUGES | HT30_Metrology_SpaceList_Vendor Sales (in TOT17C4R
SX-0406 | MCDANIEL | 0-3000 PSI | PRESSURE GAUGES | HT30_Metrology_SpaceList_Vendor Sales (in TOT17C4R
SX-0574 | MCDANIEL | 4-INCH | PRESSURE GAUGES | HT30_Metrology_SpaceList_Vendor Sales (in TOT17C4R
SX-0575 | MCDANIEL | 4-INCH | PRESSURE GAUGES | HT30_Metrology_SpaceList_Vendor Sales (in TOT17C4R
SX-0583 | MCDANIEL | 0-2000 PSI | PRESSURE GAUGES | HT30_Metrology_SpaceList_Vendor Sales (in TOT17C4R
SX-0587 | ASHCROFT | 1082 | PRESSURE GAUGES | HT30_Metrology_SpaceList_Vendor Sales (in TOT17C4R
SX-0588 | WIKA | 213.40 | PRESSURE GAUGES | HT30_Metrology_SpaceList_Vendor Sales (in TOT17C4R
SX-0605 | MCDANIEL | 0-3000PSI | PRESSURE GAUGES | HT30_Metrology_SpaceList_Vendor Sales (in TOT17C4R
SX-0616 | MCDANIEL | 0-200 PSI | PRESSURE GAUGES | HT30_Metrology_SpaceList_Vendor Sales (in TOT17C4R
SX-0849 | WIKA | 0-200DEGF | THERMOMETERS | HT30_Metrology_SpaceList_Vendor Sales (in TOT17C4R
SX-0884 | ASHCROFT | 0-1000 PSI | PRESSURE GAUGES | HT30_Metrology_SpaceList_Vendor Sales (in TOT17C4R
SX-0949 | HEMCO GAGE | 7/8-20 UNEF-3A GO | THREADED RING GAUGES | HT30_Metrology_SpaceList_Vendor Sales (in TOT17AKL
SX-10015 | STEWARTS | 0-160 PSI | PRESSURE GAUGES | HT30_Metrology_SpaceList_Vendor Sales (in TOT17C4R
SX-10018 | STEWARTS | 0-15000 PSI | PRESSURE GAUGES | HT30_Metrology_SpaceList_Vendor Sales (in TOT17C4R
SX-10061 | SPAN | 600 PSI | PRESSURE GAUGES | HT30_Metrology_SpaceList_Vendor Sales (in TOT17C4R
SX-10062 | SPAN | 2000 PSI | PRESSURE GAUGES | HT30_Metrology_SpaceList_Vendor Sales (in TOT17C4R
SX-10063 | SPAN | 6000 PSI | PRESSURE GAUGES | HT30_Metrology_SpaceList_Vendor Sales (in TOT17C4R
SX-10064 | REOTEMP | 0-200 F | THERMOMETERS | HT30_Metrology_SpaceList_Vendor Sales (in TOT17C4R
SX-1014 | THREAD CHECK INC | 0.3120 INCH | CYLINDRICAL RING GAUGES | HT30_Metrology_SpaceList_Vendor Sales (in TOT17AKF
SX-10149 | ASHCROFT | 1008 | PRESSURE GAUGES | HT30_Metrology_SpaceList_Vendor Sales (in TOT17C4R
SX-10153 | ASHCROFT | 1008 | PRESSURE GAUGES | HT30_Metrology_SpaceList_Vendor Sales (in TOT17C4R
SX-10156 | ASHCROFT | 1008 | PRESSURE GAUGES | HT30_Metrology_SpaceList_Vendor Sales (in TOT17C4R
SX-10182 | NOSHOK | 0-2000 PSI | PRESSURE GAUGES | HT30_Metrology_SpaceList_Vendor Sales (in TOT17C4R
SX-10204 | THREAD CHECK INC | 9/16-36 UNS-2A | THREADED RING GAUGES | HT30_Metrology_SpaceList_Vendor Sales (in TOT17AKL
SX-10205 | THREAD CHECK INC | 13/16-36 UNS-2A GO | THREADED RING GAUGES | HT30_Metrology_SpaceList_Vendor Sales (in TOT17AKF
SX-10240 | ASHCROFT | 0-100 PSID | PRESSURE GAUGES | HT30_Metrology_SpaceList_Vendor Sales (in TOT17C4R
SX-10299 | PENNOYER DODGE | 1 3/8-16 UN-2A | THREADED RING GAUGES | HT30_Metrology_SpaceList_Vendor Sales (in TOT17AKL
SX-10300 | PENNOYER DODGE | 1 3/8-16 UN-2A | THREADED RING GAUGES | HT30_Metrology_SpaceList_Vendor Sales (in TOT17AKL
SX-10301 | PENNOYER DODGE | 1 3/4-18 UNS-2A | THREADED RING GAUGES | HT30_Metrology_SpaceList_Vendor Sales (in TOT17AKL
SX-10333 | PENNOYER DODGE | 1 9/16-12 UN-2A | THREADED RING GAUGES | HT30_Metrology_SpaceList_Vendor Sales (in TOT17AKF
SX-10335 | PENNOYER DODGE | 5 1/2-12 UNJ-3A | THREADED RING GAUGES | HT30_Metrology_SpaceList_Vendor Sales (in TOT17AKL
SX-10677 | PENNOYER DODGE | 1/2-32 UN-3A SPECIAL | THREADED RING GAUGES | HT30_Metrology_SpaceList_Vendor Sales (in TOT17AKF
SX-10678 | PENNOYER DODGE | 1/2-32 UN-3A SPECIAL | THREADED RING GAUGES | HT30_Metrology_SpaceList_Vendor Sales (in TOT17AKF
SX-10694 | MCDANIEL | 0-1000 PSI | PRESSURE GAUGES | HT30_Metrology_SpaceList_Vendor Sales (in TOT17C4R
SX-10893 | ASHCROFT | 0-160 PSI | PRESSURE GAUGES | HT30_Metrology_SpaceList_Vendor Sales (in TOT17C4R
SX-1092 | WIKA | 0-200 PSI | PRESSURE GAUGES | HT30_Metrology_SpaceList_Vendor Sales (in TOT17C4R
SX-10938 | VERMONT GAGE | 1.251 IN, Z, GO | CYLINDRICAL PLUG GAUGES | HT30_Metrology_SpaceList_Vendor Sales (in TOT17AKL
SX-10939 | VERMONT GAGE | 1.2490 IN. Z GO | CYLINDRICAL PLUG GAUGES | HT30_Metrology_SpaceList_Vendor Sales (in TOT17AKL
SX-10942 | ZERO CHECK | CLASS Z | CYLINDRICAL RING GAUGES | HT30_Metrology_SpaceList_Vendor Sales (in TOT17AKF
SX-11254 | MITUTOYO | 177-180 | CYLINDRICAL RING GAUGES | HT30_Metrology_SpaceList_Vendor Sales (in TOT17AKF
SX-11256 | ASHCROFT | 0-5000 PSI | PRESSURE GAUGES | HT30_Metrology_SpaceList_Vendor Sales (in TOT17C4R
SX-11284 | VERMONT GAGE | .2465 | CYLINDRICAL RING GAUGES | HT30_Metrology_SpaceList_Vendor Sales (in TOT17AKF
SX-11285 | VERMONT GAGE | .2620 | CYLINDRICAL RING GAUGES | HT30_Metrology_SpaceList_Vendor Sales (in TOT17AKF
SX-11286 | ZERO CHECK | .2527 INCH CLASS Z | CYLINDRICAL RING GAUGES | HT30_Metrology_SpaceList_Vendor Sales (in TOT17AKF
SX-11287 | ZERO CHECK | .5840 | CYLINDRICAL RING GAUGES | HT30_Metrology_SpaceList_Vendor Sales (in TOT17AKF
SX-11288 | ZERO CHECK | .8270 | CYLINDRICAL RING GAUGES | HT30_Metrology_SpaceList_Vendor Sales (in TOT17AKF
SX-11289 | ZERO CHECK | .8340 | CYLINDRICAL RING GAUGES | HT30_Metrology_SpaceList_Vendor Sales (in TOT17AKF
SX-11290 | ZERO CHECK | .5220 | CYLINDRICAL RING GAUGES | HT30_Metrology_SpaceList_Vendor Sales (in TOT17AKF
SX-11291 | ZERO CHECK | .5460 | CYLINDRICAL RING GAUGES | HT30_Metrology_SpaceList_Vendor Sales (in TOT17AKF
SX-11293 | ZERO CHECK | .5930 | CYLINDRICAL RING GAUGES | HT30_Metrology_SpaceList_Vendor Sales (in TOT17AKF
SX-11295 | ZERO CHECK | .2050 | CYLINDRICAL RING GAUGES | HT30_Metrology_SpaceList_Vendor Sales (in TOT17AKF
SX-11297 | ZERO CHECK | .2375 | CYLINDRICAL RING GAUGES | HT30_Metrology_SpaceList_Vendor Sales (in TOT17AKF
SX-11298 | ZERO CHECK | .4210 | CYLINDRICAL RING GAUGES | HT30_Metrology_SpaceList_Vendor Sales (in TOT17AKF
SX-11299 | ZERO CHECK | .2370 | CYLINDRICAL RING GAUGES | HT30_Metrology_SpaceList_Vendor Sales (in TOT17AKF
SX-11301 | ZERO CHECK | .2710 | CYLINDRICAL RING GAUGES | HT30_Metrology_SpaceList_Vendor Sales (in TOT17AKF
SX-11308 | ZERO CHECK | .246 | CYLINDRICAL RING GAUGES | HT30_Metrology_SpaceList_Vendor Sales (in TOT17AKF
SX-11316 | ZERO CHECK | .3730, GO | CYLINDRICAL RING GAUGES | HT30_Metrology_SpaceList_Vendor Sales (in TOT17AKF
SX-11324 | ZERO CHECK | .530 | CYLINDRICAL RING GAUGES | HT30_Metrology_SpaceList_Vendor Sales (in TOT17AKF
SX-11326 | ZERO CHECK | .592 | CYLINDRICAL RING GAUGES | HT30_Metrology_SpaceList_Vendor Sales (in TOT17AKF
SX-11328 | ZERO CHECK | .6356 | CYLINDRICAL RING GAUGES | HT30_Metrology_SpaceList_Vendor Sales (in TOT17AKF
SX-11387 | ZERO CHECK | 0.246 INCH | CYLINDRICAL RING GAUGES | HT30_Metrology_SpaceList_Vendor Sales (in TOT17AKF
SX-11391 | ZERO CHECK | 0.246 INCH | CYLINDRICAL RING GAUGES | HT30_Metrology_SpaceList_Vendor Sales (in TOT17AKF
SX-11456 | VERMONT GAGE | .1910 INCH CLASS Z | CYLINDRICAL RING GAUGES | HT30_Metrology_SpaceList_Vendor Sales (in TOT17AKF
SX-11490 | MEYER | .2715 GO Z PLUS | CYLINDRICAL PLUG GAUGES | HT30_Metrology_SpaceList_Vendor Sales (in TOT17AKF
SX-11500 | SPI | 0.64992 INCH | CYLINDRICAL RING GAUGES | HT30_Metrology_SpaceList_Vendor Sales (in TOT17AKF
SX-11549 | MAHR | 4.0000MM/.1575IN. | CYLINDRICAL RING GAUGES | HT30_Metrology_SpaceList_Vendor Sales (in TOT17AKF
SX-11557 | MAHR | .7000MM/.2756IN. | CYLINDRICAL RING GAUGES | HT30_Metrology_SpaceList_Vendor Sales (in TOT17AKF
SX-11576 | MAHR | 10.000MM/.3937IN. | CYLINDRICAL RING GAUGES | HT30_Metrology_SpaceList_Vendor Sales (in TOT17AKF
SX-11606 | ZERO CHECK | 1.000 Z | CYLINDRICAL RING GAUGES | HT30_Metrology_SpaceList_Vendor Sales (in TOT17AKF
SX-11608 | ZERO CHECK | .7500 Z | CYLINDRICAL RING GAUGES | HT30_Metrology_SpaceList_Vendor Sales (in TOT17AKL
SX-11609 | ZERO CHECK | .6250 Z | CYLINDRICAL RING GAUGES | HT30_Metrology_SpaceList_Vendor Sales (in TOT17AKF
SX-11611 | ZERO CHECK | .374 Z | CYLINDRICAL RING GAUGES | HT30_Metrology_SpaceList_Vendor Sales (in TOT17AKF
SX-11612 | ZERO CHECK | .3850 Z | CYLINDRICAL RING GAUGES | HT30_Metrology_SpaceList_Vendor Sales (in TOT17AKL
SX-11613 | ZERO CHECK | .3720 Z | CYLINDRICAL RING GAUGES | HT30_Metrology_SpaceList_Vendor Sales (in TOT17AKF
SX-11616 | ZERO CHECK | .3090 Z | CYLINDRICAL RING GAUGES | HT30_Metrology_SpaceList_Vendor Sales (in TOT17AKF
SX-11617 | ZERO CHECK | .2470 Z | CYLINDRICAL RING GAUGES | HT30_Metrology_SpaceList_Vendor Sales (in TOT17AKF
SX-11775 | VARI-ROLL | VR-D2 | VARI-ROLL COMPOSITE GEAR CHECKER WITH INDICATOR | HT30_Metrology_SpaceList_Vendor Sales (in TOT17AKL
SX-11790 | 3D INSTRUMENTS | 25545-22B11GAD | PRESSURE GAUGES | HT30_Metrology_SpaceList_Vendor Sales (in TOT17C4R
SX-11813 | PENNOYER DODGE | 9/16-18 UNJF-3A | THREADED RING GAUGES | HT30_Metrology_SpaceList_Vendor Sales (in TOT17AKF
SX-11865 | ZERO CHECK | .2480 | CYLINDRICAL RING GAUGES | HT30_Metrology_SpaceList_Vendor Sales (in TOT17AKF
SX-11927 | VERMONT GAGE | 2 3/4-8 UN-2A | THREADED RING GAUGES | HT30_Metrology_SpaceList_Vendor Sales (in TOT17AKL
SX-11928 | VERMONT GAGE | 2 3/4-8 UN-2A | THREADED RING GAUGES | HT30_Metrology_SpaceList_Vendor Sales (in TOT17AKL
SX-11939 | ASHCROFT | 15000 PSI | PRESSURE GAUGES | HT30_Metrology_SpaceList_Vendor Sales (in TOT17C4R
SX-11951 | SWISS PRECISION INSTRUMENTS | .502 | CYLINDRICAL RING GAUGES | HT30_Metrology_SpaceList_Vendor Sales (in TOT17AKF
SX-1199 | WAFCO | 11/16-16 UNJ-3A | THREADED RING GAUGES | HT30_Metrology_SpaceList_Vendor Sales (in TOT17AKF
SX-1200 | WAFCO | 11/16-16 UNJ-3A | THREADED RING GAUGES | HT30_Metrology_SpaceList_Vendor Sales (in TOT17AKF
SX-12042 | ASHCROFT | 1082 | PRESSURE GAUGES | HT30_Metrology_SpaceList_Vendor Sales (in TOT17C4R
SX-12053 | PENNOYER DODGE | 1 1/4-16 UNJ-3A | THREADED RING GAUGES | HT30_Metrology_SpaceList_Vendor Sales (in TOT17AKF
SX-12085 | PENNOYER DODGE | 5/8-18 UNF-3A L.H. | THREADED RING GAUGES | HT30_Metrology_SpaceList_Vendor Sales (in TOT17AKF
SX-12086 | PENNOYER DODGE | 5/8-18 UNF-3A L.H. | THREADED RING GAUGES | HT30_Metrology_SpaceList_Vendor Sales (in TOT17AKF
SX-12228 | DYTRAN | 3143M12 | ACCELEROMETERS | HT30_Metrology_SpaceList_Vendor Sales (in TOT17AFC
SX-12230 | DYTRAN | 3143M12 | ACCELEROMETERS | HT30_Metrology_SpaceList_Vendor Sales (in TOT17AFC
SX-12231 | DYTRAN | 3143M12 | ACCELEROMETERS | HT30_Metrology_SpaceList_Vendor Sales (in TOT17AFC
SX-12307 | PENNOYER DODGE | 1 1/4-16 UNJ-3A | THREADED RING GAUGES | HT30_Metrology_SpaceList_Vendor Sales (in TOT17AKF
SX-12385 | SPAN | 05-0022-T | PRESSURE GAUGES | HT30_Metrology_SpaceList_Vendor Sales (in TOT17C4R
SX-12474 | PENNOYER DODGE | 1/4-28 UNJF-3A | THREADED RING GAUGES | HT30_Metrology_SpaceList_Vendor Sales (in TOT17AKF
SX-12476 | PENNOYER DODGE | 5/16-24 UNJF-3A | THREADED RING GAUGES | HT30_Metrology_SpaceList_Vendor Sales (in TOT17AKF
SX-12478 | PENNOYER DODGE | 1/2-13 UNC-2A | THREADED RING GAUGES | HT30_Metrology_SpaceList_Vendor Sales (in TOT17AKF
SX-12565 | ZERO CHECK | .2521 INCH Z MASTER | CYLINDRICAL RING GAUGES | HT30_Metrology_SpaceList_Vendor Sales (in TOT17AKF
SX-12566 | ZERO CHECK | .2541 INCH Z MASTER | CYLINDRICAL RING GAUGES | HT30_Metrology_SpaceList_Vendor Sales (in TOT17AKF
SX-12567 | ZERO CHECK | .2499 INCH Z MASTER | CYLINDRICAL RING GAUGES | HT30_Metrology_SpaceList_Vendor Sales (in TOT17AKF
SX-12600 | PENNOYER DODGE | 3/8-16 UNC-2A | THREADED RING GAUGES | HT30_Metrology_SpaceList_Vendor Sales (in TOT17AKF
SX-12601 | PENNOYER DODGE | 3/8-16 UNC-2A | THREADED RING GAUGES | HT30_Metrology_SpaceList_Vendor Sales (in TOT17AKF
SX-12716 | PENNOYER DODGE | 1 1/8-12 PULL BUTTRESS-3A | THREADED RING GAUGES | HT30_Metrology_SpaceList_Vendor Sales (in TOT17AKF
SX-12838 | PENNOYER DODGE | GO .1270 NOGO .1330 | CYLINDRICAL PLUG GAUGES | HT30_Metrology_SpaceList_Vendor Sales (in TOT17AKF
SX-12841 | PENNOYER DODGE | GO .2330 NOGO .2400 | CYLINDRICAL PLUG GAUGES | HT30_Metrology_SpaceList_Vendor Sales (in TOT17AKF
SX-12843 | PENNOYER DODGE | GO .2560 NOGO .2630 | CYLINDRICAL PLUG GAUGES | HT30_Metrology_SpaceList_Vendor Sales (in TOT17AKF
SX-12846 | PENNOYER DODGE | GO .7330 NOGO .7400 | CYLINDRICAL PLUG GAUGES | HT30_Metrology_SpaceList_Vendor Sales (in TOT17AKL
SX-13030 | DELTRONIC | 0.4830/0.4900 INCH, CLASS X | CYLINDRICAL PLUG GAUGES | HT30_Metrology_SpaceList_Vendor Sales (in TOT17AKL
SX-13032 | DELTRONIC | 0.2650/0.2720 INCH, CLASS X | CYLINDRICAL PLUG GAUGES | HT30_Metrology_SpaceList_Vendor Sales (in TOT17AKF
SX-13033 | DELTRONIC | 0.2180/0.2240 INCH, CLASS X | CYLINDRICAL PLUG GAUGES | HT30_Metrology_SpaceList_Vendor Sales (in TOT17AKF
SX-13035 | DELTRONIC | 0.1880/0.1990 INCH, CLASS X | CYLINDRICAL PLUG GAUGES | HT30_Metrology_SpaceList_Vendor Sales (in TOT17AKF
SX-13061 | PENNOYER DODGE | GO .1270 NOGO .1295 | MISC. PLUG GAUGES | HT30_Metrology_SpaceList_Vendor Sales (in TOT17AKF
SX-13062 | PENNOYER DODGE | GO .0947 NOGO .0967 | MISC. PLUG GAUGES | HT30_Metrology_SpaceList_Vendor Sales (in TOT17AKF
SX-13088 | SPI | 0.20012 IN. | CYLINDRICAL RING GAUGES | HT30_Metrology_SpaceList_Vendor Sales (in TOT17AKF
SX-13098 | DYTRAN | 2300V6 | PRESSURE SENSORS | HT30_Metrology_SpaceList_Vendor Sales (in TOT17AFC
SX-13100 | DYTRAN | 3053B1 | ACCELEROMETERS | HT30_Metrology_SpaceList_Vendor Sales (in TOT17AFC
SX-13102 | DYTRAN | 3053B1 | ACCELEROMETERS | HT30_Metrology_SpaceList_Vendor Sales (in TOT17AFC
SX-13127 | VERMONT GAGE | GO .1970 NO-GO .2110 | CYLINDRICAL PLUG GAUGES | HT30_Metrology_SpaceList_Vendor Sales (in TOT17AKF
SX-13128 | VERMONT GAGE | GO 0.1890 NO-GO 0.1940 | CYLINDRICAL PLUG GAUGES | HT30_Metrology_SpaceList_Vendor Sales (in TOT17AKF
SX-13129 | VERMONT GAGE | GO .1970 NO-GO .2110 | CYLINDRICAL PLUG GAUGES | HT30_Metrology_SpaceList_Vendor Sales (in TOT17AKF
SX-13130 | VERMONT GAGE | GO 0.1890 NOGO 0.1940 | CYLINDRICAL PLUG GAUGES | HT30_Metrology_SpaceList_Vendor Sales (in TOT17AKF
SX-13198 | NONE | 0-160 PSI | PRESSURE GAUGES | HT30_Metrology_SpaceList_Vendor Sales (in TOT17C4R
SX-13199 | GAST | 0-160 PSI | PRESSURE GAUGES | HT30_Metrology_SpaceList_Vendor Sales (in TOT17C4R
SX-13221 | ACCU-GAGE | M17X0.5 | THREADED RING GAUGES | HT30_Metrology_SpaceList_Vendor Sales (in TOT17AKF
SX-13222 | ACCU-GAGE | M17X0.5 | THREADED RING GAUGES | HT30_Metrology_SpaceList_Vendor Sales (in TOT17AKF
SX-13230 | STARRETT | 689-3Z | COUNTERSINK GAUGE | HT30_Metrology_SpaceList_Vendor Sales (in TOT17AKF
SX-13236 | STARRETT | 23655-7 | CYLINDRICAL RING GAUGES | HT30_Metrology_SpaceList_Vendor Sales (in TOT17AKF
SX-13286 | PENNOYER DODGE | 4-40 UNJC-3A | THREADED RING GAUGES | HT30_Metrology_SpaceList_Vendor Sales (in TOT17AKF
SX-13287 | PENNOYER DODGE | 4-40 UNJC-3A | THREADED RING GAUGES | HT30_Metrology_SpaceList_Vendor Sales (in TOT17AKF
SX-13288 | PENNOYER DODGE | 4-40 UNJC-3A | THREADED RING GAUGES | HT30_Metrology_SpaceList_Vendor Sales (in TOT17AKF
SX-13289 | PENNOYER DODGE | 4-40 UNJC-3A | THREADED RING GAUGES | HT30_Metrology_SpaceList_Vendor Sales (in TOT17AKF
SX-1334 | MCDANIEL | 0-600 PSI | PRESSURE GAUGES | HT30_Metrology_SpaceList_Vendor Sales (in TOT17C4R
SX-13350 | VERMONT GAGE | 0.3110/0.3160 INCH, ZZ | CYLINDRICAL PLUG GAUGES | HT30_Metrology_SpaceList_Vendor Sales (in TOT17AKF
SX-13351 | VERMONT GAGE | 0.3110/0.3160 INCH, ZZ | CYLINDRICAL PLUG GAUGES | HT30_Metrology_SpaceList_Vendor Sales (in TOT17AKF
SX-13352 | VERMONT GAGE | 0.3110/0.3160 INCH, ZZ | CYLINDRICAL PLUG GAUGES | HT30_Metrology_SpaceList_Vendor Sales (in TOT17AKF
SX-13544 | PENNOYER DODGE | 4-40 UNJC-3A | THREADED RING GAUGES | HT30_Metrology_SpaceList_Vendor Sales (in TOT17AKF
SX-13545 | PENNOYER DODGE | 4-40 UNJC-3A | THREADED RING GAUGES | HT30_Metrology_SpaceList_Vendor Sales (in TOT17AKF
SX-13546 | PENNOYER DODGE | 4-40 UNJC-3A | THREADED RING GAUGES | HT30_Metrology_SpaceList_Vendor Sales (in TOT17AKF
SX-13549 | SWAGELOK | SS-RL3M4-S4 | PRESSURE RELIEF VALVE | HT30_Metrology_SpaceList_Vendor Sales (in TOT17AKF
SX-13550 | SWAGELOK | SS-RL3M4-S4 | PRESSURE RELIEF VALVE | HT30_Metrology_SpaceList_Vendor Sales (in TOT17AKF
SX-13551 | SWAGELOK | SS-RL3M4-S4 | PRESSURE RELIEF VALVE | HT30_Metrology_SpaceList_Vendor Sales (in TOT17AKF
SX-13552 | SWAGELOK | SS-RL3M4-S4 | PRESSURE RELIEF VALVE | HT30_Metrology_SpaceList_Vendor Sales (in TOT17AKF
SX-13553 | SWAGELOK | SS-RL3M4-S4 | PRESSURE RELIEF VALVE | HT30_Metrology_SpaceList_Vendor Sales (in TOT17AKF
SX-13575 | STEWARTS | 0-1000 PSI | PRESSURE GAUGES | HT30_Metrology_SpaceList_Vendor Sales (in TOT17C4R
SX-13641 | ASHCROFT | 0-2000 PSI | PRESSURE GAUGES | HT30_Metrology_SpaceList_Vendor Sales (in TOT17C4R
SX-13642 | ASHCROFT | 0-6000 PSI | PRESSURE GAUGES | HT30_Metrology_SpaceList_Vendor Sales (in TOT17C4R
SX-13671 | PENNOYER DODGE | 1 1/16-28 UN-2A | THREADED RING GAUGES | HT30_Metrology_SpaceList_Vendor Sales (in TOT17AKF
SX-13672 | PENNOYER DODGE | 1 1/16-28 UN-2A | THREADED RING GAUGES | HT30_Metrology_SpaceList_Vendor Sales (in TOT17AKF
SX-13699 | PENNOYER DODGE | 0-80 UNJF-3A | THREADED RING GAUGES | HT30_Metrology_SpaceList_Vendor Sales (in TOT17AKF
SX-13700 | PENNOYER DODGE | 0-80 UNJF-3A | THREADED RING GAUGES | HT30_Metrology_SpaceList_Vendor Sales (in TOT17AKF
SX-13701 | PENNOYER DODGE | 1-64 UNJC-3A | THREADED RING GAUGES | HT30_Metrology_SpaceList_Vendor Sales (in TOT17AKF
SX-13702 | PENNOYER DODGE | 1-64 UNJC-3A | THREADED RING GAUGES | HT30_Metrology_SpaceList_Vendor Sales (in TOT17AKF
SX-13704 | PENNOYER DODGE | 2-56 UNJC-3A | THREADED RING GAUGES | HT30_Metrology_SpaceList_Vendor Sales (in TOT17AKF
SX-13730 | PENNOYER DODGE | 4-40 UNC-3A | THREADED RING GAUGES | HT30_Metrology_SpaceList_Vendor Sales (in TOT17AKF
SX-13739 | GREENSLADE & COMPANY | T-30 6 LOBE NAS 1800 PLUG GAGE | CYLINDRICAL PLUG GAUGES | HT30_Metrology_SpaceList_Vendor Sales (in TOT17AKF
SX-13769 | PENNOYER DODGE | 8-36 UNJF-3B | THREADED PLUG GAUGES | HT30_Metrology_SpaceList_Vendor Sales (in TOT17AFC
SX-13809 | UNKNOWN | 10 GRAM | WEIGHTS AND MASS REFERENCES | HT30_Metrology_SpaceList_Vendor Sales (in TOT17AFC
SX-1385 | MCDANIEL | 0-200 PSI | PRESSURE GAUGES | HT30_Metrology_SpaceList_Vendor Sales (in TOT17C4R
SX-13865 | CR MAGNETICS | CR5211-10 | CURRENT TRANSDUCER | HT30_Metrology_SpaceList_Vendor Sales (in TOT17AKF
SX-13867 | CR MAGNETICS | CR5211-50 | CURRENT TRANSDUCER | HT30_Metrology_SpaceList_Vendor Sales (in TOT17AKF
SX-13870 | DYTRAN | 4754B | AMPLIFIERS | HT30_Metrology_SpaceList_Vendor Sales (in TOT17AFC
SX-13982 | PCB PIEZOTRONICS | 102B | PRESSURE SENSORS | HT30_Metrology_SpaceList_Vendor Sales (in TOT17C4R
SX-13983 | PCB PIEZOTRONICS | 102B | PRESSURE SENSORS | HT30_Metrology_SpaceList_Vendor Sales (in TOT17C4R
SX-13991 | PENNOYER DODGE | 6-32 UNJF-3A | THREADED RING GAUGES | HT30_Metrology_SpaceList_Vendor Sales (in TOT17AKF
SX-14077 | VERMONT GAGE | 0.6040 INCH, ZZ, GO | CYLINDRICAL PLUG GAUGES | HT30_Metrology_SpaceList_Vendor Sales (in TOT17AKF
SX-14196 | NOSHOK | 40-200-30-INH2O | PRESSURE GAUGES | HT30_Metrology_SpaceList_Vendor Sales (in TOT17C4R
SX-1423 | ASHCROFT | 0-60 PSI | PRESSURE GAUGES | HT30_Metrology_SpaceList_Vendor Sales (in TOT17C4R
SX-14276 | PENNOYER DODGE | SPL HEX GO .1582 PADDLE NOGO .1617 | SPL HEX/PADDLE PLUG GAUGE | HT30_Metrology_SpaceList_Vendor Sales (in TOT17AKF
SX-14277 | PENNOYER DODGE | SPL HEX GO .1582 PADDLE NOGO .1617 | SPL HEX/PADDLE PLUG GAUGE | HT30_Metrology_SpaceList_Vendor Sales (in TOT17AKF
SX-14278 | PENNOYER DODGE | SPL HEX GO .1582 PADDLE NOGO .1617 | SPL HEX/PADDLE PLUG GAUGE | HT30_Metrology_SpaceList_Vendor Sales (in TOT17AKF
SX-14279 | PENNOYER DODGE | SPL HEX GO .2520 PADDLE NOGO .2555 | SPL HEX/PADDLE PLUG GAUGE | HT30_Metrology_SpaceList_Vendor Sales (in TOT17AKF
SX-14280 | PENNOYER DODGE | SPL HEX GO .2520 PADDLE NOGO .2555 | SPL HEX/PADDLE PLUG GAUGE | HT30_Metrology_SpaceList_Vendor Sales (in TOT17AKL
SX-14333 | PENNOYER DODGE | 1 3/4-16 UNJ-2A | THREADED RING GAUGES | HT30_Metrology_SpaceList_Vendor Sales (in TOT17AKF
SX-14334 | PENNOYER DODGE | 1 3/4-16 UNJ-2A | THREADED RING GAUGES | HT30_Metrology_SpaceList_Vendor Sales (in TOT17AKF
SX-14339 | PENNOYER DODGE | 1/4-28 UNF-2A | THREADED RING GAUGES | HT30_Metrology_SpaceList_Vendor Sales (in TOT17AKF
SX-14352 | PENNOYER DODGE | 3/8-24 UNJF-3A | THREADED RING GAUGES | HT30_Metrology_SpaceList_Vendor Sales (in TOT17AKF
SX-14353 | PENNOYER DODGE | 9/16-18 UNJF-3A | THREADED RING GAUGES | HT30_Metrology_SpaceList_Vendor Sales (in TOT17AKF
SX-14362 | ASHCROFT | 0-1200 PSI | PRESSURE GAUGES | HT30_Metrology_SpaceList_Vendor Sales (in TOT17C4R
SX-14478 | STEWARTS | 0-100 PSI | PRESSURE GAUGES | HT30_Metrology_SpaceList_Vendor Sales (in TOT17C4R
SX-14514 | ZERO CHECK | 0.3715 INCH, CLASS X, MASTER | CYLINDRICAL RING GAUGES | HT30_Metrology_SpaceList_Vendor Sales (in TOT17AKF
SX-14641 | VERMONT GAGE | 1.1400 INCH, MASTER, CLASS XX | CYLINDRICAL RING GAUGES | HT30_Metrology_SpaceList_Vendor Sales (in TOT17AKF
SX-14701 | PENNOYER DODGE | 3/8-24 UNJF-3A | THREADED RING GAUGES | HT30_Metrology_SpaceList_Vendor Sales (in TOT17AKF
SX-14716 | PENNOYER DODGE | 7/8-14 UNJF-3A | THREADED RING GAUGES | HT30_Metrology_SpaceList_Vendor Sales (in TOT17AKF
SX-14717 | PENNOYER DODGE | 7/8-14 UNJF-3A | THREADED RING GAUGES | HT30_Metrology_SpaceList_Vendor Sales (in TOT17AKF
SX-14812 | WIKA | 233.54 4 | PRESSURE GAUGES | HT30_Metrology_SpaceList_Vendor Sales (in TOT17C4R
SX-14842 | PENNOYER DODGE | 3/8-16 UNC-2A | THREADED RING GAUGES | HT30_Metrology_SpaceList_Vendor Sales (in TOT17AKF
SX-14844 | PENNOYER DODGE | 1/2-13 UNC-2A | THREADED RING GAUGES | HT30_Metrology_SpaceList_Vendor Sales (in TOT17AKF
SX-14845 | PENNOYER DODGE | 1/2-13 UNC-2A | THREADED RING GAUGES | HT30_Metrology_SpaceList_Vendor Sales (in TOT17AKF
SX-14918 | PENNOYER DODGE | 1 7/8-16 UNJ-3A | THREADED RING GAUGES | HT30_Metrology_SpaceList_Vendor Sales (in TOT17AKF
SX-14919 | PENNOYER DODGE | 1 7/8-16 UNJ-3A | THREADED RING GAUGES | HT30_Metrology_SpaceList_Vendor Sales (in TOT17AKF
SX-14950 | VERMONT GAGE | .1940 | CYLINDRICAL PLUG GAUGES | HT30_Metrology_SpaceList_Vendor Sales (in TOT17AKL
SX-14951 | VERMONT GAGE | .1950 CLASS X | CYLINDRICAL PLUG GAUGES | HT30_Metrology_SpaceList_Vendor Sales (in TOT17AKL
SX-14952 | PENNOYER DODGE | 3 5/8-12 UN-3A | THREADED RING GAUGES | HT30_Metrology_SpaceList_Vendor Sales (in TOT17AKL
SX-14953 | PENNOYER DODGE | 3 5/8-12 UN-3A | THREADED RING GAUGES | HT30_Metrology_SpaceList_Vendor Sales (in TOT17AKL
SX-14977 | SPACEX | 0.063/0.1250 INCH | FEELER GAUGE | HT30_Metrology_SpaceList_Vendor Sales (in TOT17AKL
SX-14995 | PENNOYER DODGE | 1 1/16-12 UNJ-3A | THREADED RING GAUGES | HT30_Metrology_SpaceList_Vendor Sales (in TOT17AKF
SX-15117 | FESTO |  | PRESSURE GAUGES | HT30_Metrology_SpaceList_Vendor Sales (in TOT17C4R
SX-15152 | DWYER | 2000-0 | PRESSURE GAUGES | HT30_Metrology_SpaceList_Vendor Sales (in TOT17C4R
SX-15314 | NOSHOK | 0-15000 PSI | PRESSURE GAUGES | HT30_Metrology_SpaceList_Vendor Sales (in TOT17C4R
SX-15437 | PENNOYER DODGE | GO .0480 NOGO .0520 | CYLINDRICAL PLUG GAUGES | HT30_Metrology_SpaceList_Vendor Sales (in TOT17AKL
SX-15523 | BAL-TEC | .6060 | SPHERICAL REFERENCES | HT30_Metrology_SpaceList_Vendor Sales (in TOT17AKL
SX-15524 | BAL-TEC | .605 | SPHERICAL REFERENCES | HT30_Metrology_SpaceList_Vendor Sales (in TOT17AKL
SX-15539 | DELTRONIC |  | CYLINDRICAL PLUG GAUGES | HT30_Metrology_SpaceList_Vendor Sales (in TOT17AKL
SX-15552 | SPACEX | 00610837-505 | CURING MOLD, TCA BUMPERS | HT30_Metrology_SpaceList_Vendor Sales (in TOT17AKF
SX-15556 | SPACEX | 00610837-505 | CURING MOLD, TCA BUMPERS | HT30_Metrology_SpaceList_Vendor Sales (in TOT17AKF
SX-15696 | UNITED STATES BALL CORPORATION | 1.1415 INCH GO | CYLINDRICAL PLUG GAUGES | HT30_Metrology_SpaceList_Vendor Sales (in TOT17AKL
SX-15743 | ZERO CHECK | .620-Z | CYLINDRICAL RING GAUGES | HT30_Metrology_SpaceList_Vendor Sales (in TOT17AKF
SX-15797 | PENNOYER DODGE | 1 1/16-12 UNJ-3A | THREADED RING GAUGES | HT30_Metrology_SpaceList_Vendor Sales (in TOT17AKF
SX-15798 | PENNOYER DODGE | 1 1/16-12 UNJ-3A | THREADED RING GAUGES | HT30_Metrology_SpaceList_Vendor Sales (in TOT17AKF
SX-15882 | VERMONT GAGE | .6200 INCH CLASS X | CYLINDRICAL RING GAUGES | HT30_Metrology_SpaceList_Vendor Sales (in TOT17AKF
SX-15949 | DELTRONIC | .9068 INCH | CYLINDRICAL PLUG GAUGES | HT30_Metrology_SpaceList_Vendor Sales (in TOT17AKL
SX-15950 | DELTRONIC | .6562 INCH | CYLINDRICAL PLUG GAUGES | HT30_Metrology_SpaceList_Vendor Sales (in TOT17AKL
SX-15951 | DELTRONIC | .6568 INCH | CYLINDRICAL PLUG GAUGES | HT30_Metrology_SpaceList_Vendor Sales (in TOT17AKL
SX-15952 | DELTRONIC | .8125 INCH | CYLINDRICAL PLUG GAUGES | HT30_Metrology_SpaceList_Vendor Sales (in TOT17AKL
SX-15953 | DELTRONIC | .8131 INCH | CYLINDRICAL PLUG GAUGES | HT30_Metrology_SpaceList_Vendor Sales (in TOT17AKL
SX-15954 | DELTRONIC | .9062 INCH | CYLINDRICAL PLUG GAUGES | HT30_Metrology_SpaceList_Vendor Sales (in TOT17AKL
SX-15955 | DELTRONIC | .5625 INCH | CYLINDRICAL PLUG GAUGES | HT30_Metrology_SpaceList_Vendor Sales (in TOT17AKL
SX-15956 | DELTRONIC | .5631 INCH | CYLINDRICAL PLUG GAUGES | HT30_Metrology_SpaceList_Vendor Sales (in TOT17AKL
SX-15962 | DELTRONIC | .6875 INCH | CYLINDRICAL PLUG GAUGES | HT30_Metrology_SpaceList_Vendor Sales (in TOT17AKL
SX-15963 | DELTRONIC | .6881 INCH | CYLINDRICAL PLUG GAUGES | HT30_Metrology_SpaceList_Vendor Sales (in TOT17AKL
SX-15964 | DELTRONIC | .9375 INCH | CYLINDRICAL PLUG GAUGES | HT30_Metrology_SpaceList_Vendor Sales (in TOT17AKL
SX-15965 | DELTRONIC | .9381 INCH | CYLINDRICAL PLUG GAUGES | HT30_Metrology_SpaceList_Vendor Sales (in TOT17AKL
SX-15999 | VERMONT GAGE | .5015 INCH CLASS X NO-GO | CYLINDRICAL PLUG GAUGES | HT30_Metrology_SpaceList_Vendor Sales (in TOT17AKL
SX-16002 | VERMONT GAGE | .4683 INCH CLASS X GO | CYLINDRICAL PLUG GAUGES | HT30_Metrology_SpaceList_Vendor Sales (in TOT17AKL
SX-16004 | VERMONT GAGE | .4995 INCH CLASS X GO | CYLINDRICAL PLUG GAUGES | HT30_Metrology_SpaceList_Vendor Sales (in TOT17AKL
SX-16088 | PENNOYER DODGE | 4-40 UNJC-3A | THREADED RING GAUGES | HT30_Metrology_SpaceList_Vendor Sales (in TOT17AKF
SX-16089 | PENNOYER DODGE | 4-40 UNJC-3A | THREADED RING GAUGES | HT30_Metrology_SpaceList_Vendor Sales (in TOT17AKF
SX-16119 | DELTRONIC | .6250/.6256 INCH | CYLINDRICAL PLUG GAUGES | HT30_Metrology_SpaceList_Vendor Sales (in TOT17AKL
SX-16139 | VERMONT GAGE | .3310/.3360 INCH CLASS ZZ | CYLINDRICAL PLUG GAUGES | HT30_Metrology_SpaceList_Vendor Sales (in TOT17AKF
SX-16187 | MCDANIEL | 0-160 PSI | PRESSURE GAUGES | HT30_Metrology_SpaceList_Vendor Sales (in TOT17C4R
SX-16231 | SWAGELOK | SS-RL3M4-S4 | PRESSURE RELIEF VALVE | HT30_Metrology_SpaceList_Vendor Sales (in TOT17AKF
SX-16232 | SWAGELOK | SS-RL3M4-S4 | PRESSURE RELIEF VALVE | HT30_Metrology_SpaceList_Vendor Sales (in TOT17AKF
SX-16339 | DYTRAN | 2300V6 | PRESSURE SENSORS | HT30_Metrology_SpaceList_Vendor Sales (in TOT17AFC
SX-16356 | DYTRAN | 2300V6 | PRESSURE SENSORS | HT30_Metrology_SpaceList_Vendor Sales (in TOT17AFC
SX-16363 | DYTRAN | 3533A | ACCELEROMETERS | HT30_Metrology_SpaceList_Vendor Sales (in TOT17AFC
SX-16419 | MAURY | 299-D-019 | CONNECTOR GAUGE KIT | HT30_Metrology_SpaceList_Vendor Sales (in TOT17AKJ
SX-16420 | MAURY | 299-D-019 | CONNECTOR GAUGE KIT | HT30_Metrology_SpaceList_Vendor Sales (in TOT17AKJ
SX-16421 | MAURY | 299-D-019 | CONNECTOR GAUGE KIT | HT30_Metrology_SpaceList_Vendor Sales (in TOT17AKJ
SX-16422 | MAURY | A042A4 | CONNECTOR GAUGE KIT | HT30_Metrology_SpaceList_Vendor Sales (in TOT17AKJ
SX-16435 | PRECISION GAGE COMPANY | 00572572-003 | MASTER GEAR | HT30_Metrology_SpaceList_Vendor Sales (in TOT17AKL
SX-16519 | ASHCROFT | 0-15 PSI | PRESSURE GAUGES | HT30_Metrology_SpaceList_Vendor Sales (in TOT17C4R
SX-16587 | PENNOYER DODGE | 5 1/4-12 UNJ-3A L.H. | THREADED RING GAUGES | HT30_Metrology_SpaceList_Vendor Sales (in TOT17AKF
SX-16588 | PENNOYER DODGE | 5 1/4-12 UNJ-3A L.H. | THREADED RING GAUGES | HT30_Metrology_SpaceList_Vendor Sales (in TOT17AKF
SX-16608 | PENNOYER DODGE | 7/16-20 UNJF-3A | THREADED RING GAUGES | HT30_Metrology_SpaceList_Vendor Sales (in TOT17AKF
SX-16625 | STARRETT | 23655-4 | CYLINDRICAL RING GAUGES | HT30_Metrology_SpaceList_Vendor Sales (in TOT17AKF
SX-16654 | STARRETT | 23655-7 | CYLINDRICAL RING GAUGES | HT30_Metrology_SpaceList_Vendor Sales (in TOT17AKF
SX-16724 | ASHCROFT | 0-160 PSI | PRESSURE GAUGES | HT30_Metrology_SpaceList_Vendor Sales (in TOT17C4R
SX-16790 | PENNOYER DODGE | 5/8-18 UNJF-3A | THREADED RING GAUGES | HT30_Metrology_SpaceList_Vendor Sales (in TOT17AKF
SX-16882 | MAGNAHELIC | 0-5 INH20 | PRESSURE GAUGES | HT30_Metrology_SpaceList_Vendor Sales (in TOT17C4R
SX-16918 | PENNOYER DODGE | 7/8-20 UNEF-3A | THREADED RING GAUGES | HT30_Metrology_SpaceList_Vendor Sales (in TOT17AKL
SX-16993 | PENNOYER DODGE | 1 5/16-20 UN-2A | THREADED RING GAUGES | HT30_Metrology_SpaceList_Vendor Sales (in TOT17AKF
SX-17043 | PENNOYER DODGE | 1 -8 UNC-2A | THREADED RING GAUGES | HT30_Metrology_SpaceList_Vendor Sales (in TOT17AKF
SX-17123 | ZERO CHECK | .7550 Z MASTER | CYLINDRICAL RING GAUGES | HT30_Metrology_SpaceList_Vendor Sales (in TOT17AKF
SX-17125 | ZERO CHECK | .7810 Z MASTER | CYLINDRICAL RING GAUGES | HT30_Metrology_SpaceList_Vendor Sales (in TOT17AKF
SX-17127 | ZERO CHECK | .8130 Z MASTER | CYLINDRICAL RING GAUGES | HT30_Metrology_SpaceList_Vendor Sales (in TOT17AKF
SX-17208 | PENNOYER DODGE | 1 1/4-16 UNJ-3A | THREADED RING GAUGES | HT30_Metrology_SpaceList_Vendor Sales (in TOT17AKF
SX-1721 | ACCU-GAGE | 1/2-13 UNC-2A | THREADED RING GAUGES | HT30_Metrology_SpaceList_Vendor Sales (in TOT17AKF
SX-17220 | PENNOYER DODGE | 1 -8 UNC-2A | THREADED RING GAUGES | HT30_Metrology_SpaceList_Vendor Sales (in TOT17AKF
SX-17262 | ENDEVCO | 727-6K-10-120 | ACCELEROMETERS | HT30_Metrology_SpaceList_Vendor Sales (in TOT17AFC
SX-17463 | PENNOYER DODGE | 1 7/8-16 UNJ-3A | THREADED RING GAUGES | HT30_Metrology_SpaceList_Vendor Sales (in TOT17AKF
SX-17464 | PENNOYER DODGE | 1 7/8-16 UNJ-3A | THREADED RING GAUGES | HT30_Metrology_SpaceList_Vendor Sales (in TOT17AKF
SX-17466 | MAGNEHELIC | 0-10 INH20 | PRESSURE GAUGES | HT30_Metrology_SpaceList_Vendor Sales (in TOT17AKJ
SX-17973 | DEFELSKO | POSITECTOR 6000 FNTS | THICKNESS TESTER | HT30_Metrology_SpaceList_Vendor Sales (in TOT17AKL
SX-17978 | PENNOYER DODGE | 1/4-28 UNJF-3A | THREADED RING GAUGES | HT30_Metrology_SpaceList_Vendor Sales (in TOT17AKF
SX-18155 | ASHCROFT | 1005 | PRESSURE GAUGES | HT30_Metrology_SpaceList_Vendor Sales (in TOT17C4R
SX-18156 | ASHCROFT | 1005 | PRESSURE GAUGES | HT30_Metrology_SpaceList_Vendor Sales (in TOT17C4R
SX-18410 | VERMONT GAGE | 0.4385 INCH, CLASS X | CYLINDRICAL PLUG GAUGES | HT30_Metrology_SpaceList_Vendor Sales (in TOT17AKL
SX-18417 | ASHCROFT | 0-6000 PSI | PRESSURE GAUGES | HT30_Metrology_SpaceList_Vendor Sales (in TOT17C4R
SX-1842 | WGC | 0.3125 INCH | CYLINDRICAL RING GAUGES | HT30_Metrology_SpaceList_Vendor Sales (in TOT17AKF
SX-1843 | WGC | .3120 INCH | CYLINDRICAL RING GAUGES | HT30_Metrology_SpaceList_Vendor Sales (in TOT17AKF
SX-1844 | WGC | .3090INCH | CYLINDRICAL RING GAUGES | HT30_Metrology_SpaceList_Vendor Sales (in TOT17AKF
SX-1845 | WGC | .2500 INCH | CYLINDRICAL RING GAUGES | HT30_Metrology_SpaceList_Vendor Sales (in TOT17AKF
SX-1847 | WGC | 0.2450 INCH | CYLINDRICAL RING GAUGES | HT30_Metrology_SpaceList_Vendor Sales (in TOT17AKF
SX-1849 | WGC | 0.1850 INCH | CYLINDRICAL RING GAUGES | HT30_Metrology_SpaceList_Vendor Sales (in TOT17AKF
SX-18647 | NI | NI-9203 | ANALOG INPUT MODULE | HT30_Metrology_SpaceList_Vendor Sales (in TOT17AFC
SX-18739 | ASHCROFT | 25W1005H02L4000 | PRESSURE GAUGES | HT30_Metrology_SpaceList_Vendor Sales (in TOT17C4R
SX-18815 | PI TAPE | 0-25 | TAPE MEASURE | HT30_Metrology_SpaceList_Vendor Sales (in TOT17AKF
SX-18908 | VERMONT GAGE | .0430 | CYLINDRICAL PLUG GAUGES | HT30_Metrology_SpaceList_Vendor Sales (in TOT17AKF
SX-18909 | VERMONT GAGE | .0430 | CYLINDRICAL PLUG GAUGES | HT30_Metrology_SpaceList_Vendor Sales (in TOT17AKF
SX-18910 | VERMONT GAGE | .0410 | CYLINDRICAL PLUG GAUGES | HT30_Metrology_SpaceList_Vendor Sales (in TOT17AKF
SX-18911 | VERMONT GAGE | .0410 | CYLINDRICAL PLUG GAUGES | HT30_Metrology_SpaceList_Vendor Sales (in TOT17AKF
SX-18912 | VERMONT GAGE | .0410 | CYLINDRICAL PLUG GAUGES | HT30_Metrology_SpaceList_Vendor Sales (in TOT17AKF
SX-18913 | VERMONT GAGE | .0370 | CYLINDRICAL PLUG GAUGES | HT30_Metrology_SpaceList_Vendor Sales (in TOT17AKF
SX-18914 | VERMONT GAGE | .0370 | CYLINDRICAL PLUG GAUGES | HT30_Metrology_SpaceList_Vendor Sales (in TOT17AKF
SX-18918 | VERMONT GAGE | .0390 | CYLINDRICAL PLUG GAUGES | HT30_Metrology_SpaceList_Vendor Sales (in TOT17AKF
SX-18919 | VERMONT GAGE | .0390 | CYLINDRICAL PLUG GAUGES | HT30_Metrology_SpaceList_Vendor Sales (in TOT17AKF
SX-18922 | VERMONT GAGE | .0440 | CYLINDRICAL PLUG GAUGES | HT30_Metrology_SpaceList_Vendor Sales (in TOT17AKF
SX-18923 | VERMONT GAGE | .0440 | CYLINDRICAL PLUG GAUGES | HT30_Metrology_SpaceList_Vendor Sales (in TOT17AKF
SX-18924 | VERMONT GAGE | .0440 | CYLINDRICAL PLUG GAUGES | HT30_Metrology_SpaceList_Vendor Sales (in TOT17AKF
SX-18925 | VERMONT GAGE | .0460 | CYLINDRICAL PLUG GAUGES | HT30_Metrology_SpaceList_Vendor Sales (in TOT17AKF
SX-18926 | VERMONT GAGE | .0460 | CYLINDRICAL PLUG GAUGES | HT30_Metrology_SpaceList_Vendor Sales (in TOT17AKF
SX-18927 | VERMONT GAGE | .0460 | CYLINDRICAL PLUG GAUGES | HT30_Metrology_SpaceList_Vendor Sales (in TOT17AKF
SX-18928 | VERMONT GAGE | .0460 | CYLINDRICAL PLUG GAUGES | HT30_Metrology_SpaceList_Vendor Sales (in TOT17AKF
SX-18929 | VERMONT GAGE | .0490 | CYLINDRICAL PLUG GAUGES | HT30_Metrology_SpaceList_Vendor Sales (in TOT17AKF
SX-18930 | VERMONT GAGE | .0490 | CYLINDRICAL PLUG GAUGES | HT30_Metrology_SpaceList_Vendor Sales (in TOT17AKF
SX-18931 | VERMONT GAGE | .0490 | CYLINDRICAL PLUG GAUGES | HT30_Metrology_SpaceList_Vendor Sales (in TOT17AKF
SX-18932 | VERMONT GAGE | .0490 | CYLINDRICAL PLUG GAUGES | HT30_Metrology_SpaceList_Vendor Sales (in TOT17AKF
SX-18946 | VERMONT GAGE | .0510 | CYLINDRICAL PLUG GAUGES | HT30_Metrology_SpaceList_Vendor Sales (in TOT17AKF
SX-18947 | VERMONT GAGE | .0510 | CYLINDRICAL PLUG GAUGES | HT30_Metrology_SpaceList_Vendor Sales (in TOT17AKF
SX-18948 | VERMONT GAGE | .0510 | CYLINDRICAL PLUG GAUGES | HT30_Metrology_SpaceList_Vendor Sales (in TOT17AKF
SX-18949 | VERMONT GAGE | .0510 | CYLINDRICAL PLUG GAUGES | HT30_Metrology_SpaceList_Vendor Sales (in TOT17AKF
SX-19193 | WIKA | 0-10 PSI | PRESSURE GAUGES | HT30_Metrology_SpaceList_Vendor Sales (in TOT17C4R
SX-19299 | VARIAN | VSLDWRC | CONTROLLER | HT30_Metrology_SpaceList_Vendor Sales (in TOT17AKF
SX-19302 | AGILENT | G8600-60002 | CONTROLLER | HT30_Metrology_SpaceList_Vendor Sales (in TOT17AKF
SX-19360 | SPI | 0.99997 INCH | CYLINDRICAL RING GAUGES | HT30_Metrology_SpaceList_Vendor Sales (in TOT17AKL
SX-19561 | GAST | 0-160 PSI | PRESSURE GAUGES | HT30_Metrology_SpaceList_Vendor Sales (in TOT17C4R
SX-19572 | GAST | 0-160 PSI | PRESSURE GAUGES | HT30_Metrology_SpaceList_Vendor Sales (in TOT17C4R
SX-19621 | VTI INSTRUMENTS | EX1200-7008 | RTD/RESISTOR SIMULATION MODULE | HT30_Metrology_SpaceList_Vendor Sales (in TOT17AFC
SX-19659 | DELTRONIC | .6247 | CYLINDRICAL PLUG GAUGES | HT30_Metrology_SpaceList_Vendor Sales (in TOT17AKL
SX-19660 | DELTRONIC | .6246 | CYLINDRICAL PLUG GAUGES | HT30_Metrology_SpaceList_Vendor Sales (in TOT17AKL
SX-19661 | DELTRONIC | .6248 | CYLINDRICAL PLUG GAUGES | HT30_Metrology_SpaceList_Vendor Sales (in TOT17AKL
SX-19662 | DELTRONIC | .2145 | CYLINDRICAL PLUG GAUGES | HT30_Metrology_SpaceList_Vendor Sales (in TOT17AKL
SX-19663 | DELTRONIC | .2135 | CYLINDRICAL PLUG GAUGES | HT30_Metrology_SpaceList_Vendor Sales (in TOT17AKL
SX-19664 | DELTRONIC | .2140 | CYLINDRICAL PLUG GAUGES | HT30_Metrology_SpaceList_Vendor Sales (in TOT17AKL
SX-19665 | DELTRONIC | .7500 INCH | CYLINDRICAL PLUG GAUGES | HT30_Metrology_SpaceList_Vendor Sales (in TOT17AKL
SX-19711 | ASHCROFT | 25W1005H 02L 6000 ATG | PRESSURE GAUGES | HT30_Metrology_SpaceList_Vendor Sales (in TOT17C4R
SX-19712 | ASHCROFT | 25W1005H 02L 6000 ATG | PRESSURE GAUGES | HT30_Metrology_SpaceList_Vendor Sales (in TOT17C4R
SX-1999 | ASHCROFT | 0-1500 PSI | PRESSURE GAUGES | HT30_Metrology_SpaceList_Vendor Sales (in TOT17C4R
SX-20012 | VERMONT GAGE | .0410 | CYLINDRICAL PLUG GAUGES | HT30_Metrology_SpaceList_Vendor Sales (in TOT17AKF
SX-20131 | ZERO CHECK | 1.0000 X | CYLINDRICAL RING GAUGES | HT30_Metrology_SpaceList_Vendor Sales (in TOT17AKF
SX-20171 | INTERFACE | 9320-1-TEDS | LOAD CELL INDICATOR | HT30_Metrology_SpaceList_Vendor Sales (in TOT17AKF
SX-20267 | ASHCROFT | 0-6000 PSI | PRESSURE GAUGES | HT30_Metrology_SpaceList_Vendor Sales (in TOT17C4R
SX-20268 | ASHCROFT | 0-6000 PSI | PRESSURE GAUGES | HT30_Metrology_SpaceList_Vendor Sales (in TOT17C4R
SX-20270 | ASHCROFT | 0-400 PSI | PRESSURE GAUGES | HT30_Metrology_SpaceList_Vendor Sales (in TOT17C4R
SX-20431 | ULLMAN | .350 | SPHERICAL REFERENCES | HT30_Metrology_SpaceList_Vendor Sales (in TOT17AKL
SX-20432 | ULLMAN | .250 | SPHERICAL REFERENCES | HT30_Metrology_SpaceList_Vendor Sales (in TOT17AKL
SX-20433 | ULLMAN | .500 | SPHERICAL REFERENCES | HT30_Metrology_SpaceList_Vendor Sales (in TOT17AKL
SX-20434 | ULLMAN | .438 | SPHERICAL REFERENCES | HT30_Metrology_SpaceList_Vendor Sales (in TOT17AKL
SX-20436 | ULLMAN | .300 | SPHERICAL REFERENCES | HT30_Metrology_SpaceList_Vendor Sales (in TOT17AKL
SX-20438 | ULLMAN | .150 | SPHERICAL REFERENCES | HT30_Metrology_SpaceList_Vendor Sales (in TOT17AKL
SX-20439 | ULLMAN | .375 | SPHERICAL REFERENCES | HT30_Metrology_SpaceList_Vendor Sales (in TOT17AKL
SX-20440 | ULLMAN | .200 | SPHERICAL REFERENCES | HT30_Metrology_SpaceList_Vendor Sales (in TOT17AKL
SX-20614 | ASHCROFT | 0-10000 PSI | PRESSURE GAUGES | HT30_Metrology_SpaceList_Vendor Sales (in TOT17C4R
SX-2070 | ASHCROFT | 0-3000 PSI | PRESSURE GAUGES | HT30_Metrology_SpaceList_Vendor Sales (in TOT17C4R
SX-2076 | ASHCROFT | 0-3000 PSI | PRESSURE GAUGES | HT30_Metrology_SpaceList_Vendor Sales (in TOT17C4R
SX-20811 | PCB PIEZOTRONICS | 350A43 | ACCELEROMETERS | HT30_Metrology_SpaceList_Vendor Sales (in TOT17C4R
SX-2085 | ASHCROFT | 0-100 PSI | PRESSURE GAUGES | HT30_Metrology_SpaceList_Vendor Sales (in TOT17C4R
SX-20856 | FLUKE | 700G29 3000 PSIG | PRESSURE GAUGES | HT30_Metrology_SpaceList_Vendor Sales (in TOT17C4R
SX-2086 | ASHCROFT | 1082 | PRESSURE GAUGES | HT30_Metrology_SpaceList_Vendor Sales (in TOT17C4R
SX-20969 | NI | NI-9215 | VOLTAGE INPUT MODULE | HT30_Metrology_SpaceList_Vendor Sales (in TOT17AFC
SX-21045 | VERMONT GAGE | .310-.315 | CYLINDRICAL PLUG GAUGES | HT30_Metrology_SpaceList_Vendor Sales (in TOT17AKF
SX-21102 | WIKA | 0-250 F | THERMOMETERS | HT30_Metrology_SpaceList_Vendor Sales (in TOT17C4R
SX-21188 | QUICK | 445D | ESD DISSIPATION EQUIPMENT | HT30_Metrology_SpaceList_Vendor Sales (in TOT17AKK
SX-21889 | MCDANIEL | 316SS | PRESSURE GAUGES | HT30_Metrology_SpaceList_Vendor Sales (in TOT17C4R
SX-21892 | MCDANIEL | 316SS | PRESSURE GAUGES | HT30_Metrology_SpaceList_Vendor Sales (in TOT17C4R
SX-21903 | ASHCROFT | 1008 | PRESSURE GAUGES | HT30_Metrology_SpaceList_Vendor Sales (in TOT17C4R
SX-21904 | ASHCROFT | 1008 | PRESSURE GAUGES | HT30_Metrology_SpaceList_Vendor Sales (in TOT17C4R
SX-21905 | ASHCROFT | 0-160 PSI | PRESSURE GAUGES | HT30_Metrology_SpaceList_Vendor Sales (in TOT17C4R
SX-21906 | WIKA | 0-3000 PSI | PRESSURE GAUGES | HT30_Metrology_SpaceList_Vendor Sales (in TOT17C4R
SX-21907 | UNKNOWN | 0-10000 | PRESSURE GAUGES | HT30_Metrology_SpaceList_Vendor Sales (in TOT17C4R
SX-21920 | ENERPAC | GF-10P | PRESSURE GAUGES | HT30_Metrology_SpaceList_Vendor Sales (in TOT17C4R
SX-21924 | USG | 0-4000 PSI | PRESSURE GAUGES | HT30_Metrology_SpaceList_Vendor Sales (in TOT17C4R
SX-21925 | NOSHOK | 0-10000 PSI | PRESSURE GAUGES | HT30_Metrology_SpaceList_Vendor Sales (in TOT17C4R
SX-21930 | WIKA | 0-10000 PSI | PRESSURE GAUGES | HT30_Metrology_SpaceList_Vendor Sales (in TOT17C4R
SX-22146 | STARRETT | 23655-7 | CYLINDRICAL RING GAUGES | HT30_Metrology_SpaceList_Vendor Sales (in TOT17AKF
SX-22165 | ENDEVCO | 7257AT-010-202 | ACCELEROMETERS | HT30_Metrology_SpaceList_Vendor Sales (in TOT17AFC
SX-22166 | ENDEVCO | 7257AT-100-202 | ACCELEROMETERS | HT30_Metrology_SpaceList_Vendor Sales (in TOT17AFC
SX-22167 | ENDEVCO | 7257AT-100-202 | ACCELEROMETERS | HT30_Metrology_SpaceList_Vendor Sales (in TOT17AFC
SX-22169 | ENDEVCO | 7257AT-100-202 | ACCELEROMETERS | HT30_Metrology_SpaceList_Vendor Sales (in TOT17AFC
SX-22170 | ENDEVCO | 7257AT-100-202 | ACCELEROMETERS | HT30_Metrology_SpaceList_Vendor Sales (in TOT17AFC
SX-22171 | ENDEVCO | 7257AT-100-202 | ACCELEROMETERS | HT30_Metrology_SpaceList_Vendor Sales (in TOT17AFC
SX-2220 | WAFCO | M48X2.0-4G6G GO L/H | THREADED RING GAUGES | HT30_Metrology_SpaceList_Vendor Sales (in TOT17AKF
SX-22212 | BRUEL & KJAER | 4231 | ACOUSTIC CALIBRATOR | HT30_Metrology_SpaceList_Vendor Sales (in TOT17AKF
SX-22217 | VERMONT GAGE | .6180 X | CYLINDRICAL PLUG GAUGES | HT30_Metrology_SpaceList_Vendor Sales (in TOT17AKL
SX-2224 | WAFCO | 0.6250-18UNJF-3A GO B/P | THREADED RING GAUGES | HT30_Metrology_SpaceList_Vendor Sales (in TOT17AKF
SX-22299 | ASHCROFT | 100 PSI | PRESSURE GAUGES | HT30_Metrology_SpaceList_Vendor Sales (in TOT17C4R
SX-22353 | ASHCROFT | 1000 PSI | PRESSURE GAUGES | HT30_Metrology_SpaceList_Vendor Sales (in TOT17C4R
SX-22354 | ASHCROFT | 100 PSI | PRESSURE GAUGES | HT30_Metrology_SpaceList_Vendor Sales (in TOT17C4R
SX-22480 | ENDEVCO | 2510 | MICROPHONE | HT30_Metrology_SpaceList_Vendor Sales (in TOT17AFC
SX-22675 | DELTRONIC | .5650 INCH | CYLINDRICAL PLUG GAUGES | HT30_Metrology_SpaceList_Vendor Sales (in TOT17AKL
SX-22676 | DELTRONIC | .5719/.5798 | CYLINDRICAL PLUG GAUGES | HT30_Metrology_SpaceList_Vendor Sales (in TOT17AKL
SX-22677 | DELTRONIC | .5709/.5788 | CYLINDRICAL PLUG GAUGES | HT30_Metrology_SpaceList_Vendor Sales (in TOT17AKL
SX-22687 | NI | SCXI-1124 | ANALOG OUTPUT MODULE | HT30_Metrology_SpaceList_Vendor Sales (in TOT17AKK
SX-22692 | NOSHOK | 0-10000 PSI | PRESSURE GAUGES | HT30_Metrology_SpaceList_Vendor Sales (in TOT17C4R
SX-23223 | SWAGELOK | SS-RL3M4-S4 | PRESSURE RELIEF VALVE | HT30_Metrology_SpaceList_Vendor Sales (in TOT17AKF
SX-23224 | SWAGELOK | SS-RL3M4-S4 | PRESSURE RELIEF VALVE | HT30_Metrology_SpaceList_Vendor Sales (in TOT17AKF
SX-23225 | SWAGELOK | SS-RL3M4-S4 | PRESSURE RELIEF VALVE | HT30_Metrology_SpaceList_Vendor Sales (in TOT17AKF
SX-23226 | SWAGELOK | SS-RL3M4-S4 | PRESSURE RELIEF VALVE | HT30_Metrology_SpaceList_Vendor Sales (in TOT17AKF
SX-23240 | PENNOYER DODGE | 1 1/2-12 UNJF-3A | THREADED RING GAUGES | HT30_Metrology_SpaceList_Vendor Sales (in TOT17AKF
SX-23253 | PI TAPE | 132-144 INCH | PI TAPE | HT30_Metrology_SpaceList_Vendor Sales (in TOT17AKF
SX-23266 | SWAGELOK | SS-RL3M4-S4 | PRESSURE RELIEF VALVE | HT30_Metrology_SpaceList_Vendor Sales (in TOT17AKF
SX-23267 | SWAGELOK | SS-RL3M4-S4 | PRESSURE RELIEF VALVE | HT30_Metrology_SpaceList_Vendor Sales (in TOT17AKF
SX-23313 | SSI TECHNOLOGIES | MG1-5000-A-9V-R | PRESSURE GAUGES | HT30_Metrology_SpaceList_Vendor Sales (in TOT17C4R
SX-23395 | DYTRAN | 3056D1T | ACCELEROMETERS | HT30_Metrology_SpaceList_Vendor Sales (in TOT17AFC
SX-23412 | ASHCROFT | 0-1500 PSI | PRESSURE GAUGES | HT30_Metrology_SpaceList_Vendor Sales (in TOT17C4R
SX-23416 | WINTERS | 0-30 PSI | PRESSURE GAUGES | HT30_Metrology_SpaceList_Vendor Sales (in TOT17C4R
SX-23418 | ASHCROFT | 0-100 PSI | PRESSURE GAUGES | HT30_Metrology_SpaceList_Vendor Sales (in TOT17C4R
SX-23421 | WIKA | -30 INHG-0-100 PSI | PRESSURE GAUGES | HT30_Metrology_SpaceList_Vendor Sales (in TOT17C4R
SX-23880 | OMEGA | OS136-1-V1 | TEMPERATURE SENSORS | HT30_Metrology_SpaceList_Vendor Sales (in TOT17AKL
SX-2403 | MCDANIEL | 0-100 PSI | PRESSURE GAUGES | HT30_Metrology_SpaceList_Vendor Sales (in TOT17C4R
SX-2405 | MCDANIEL | 0-1500 PSI | PRESSURE GAUGES | HT30_Metrology_SpaceList_Vendor Sales (in TOT17C4R
SX-2410 | ASHCROFT | 0-30 PSI | PRESSURE GAUGES | HT30_Metrology_SpaceList_Vendor Sales (in TOT17C4R
SX-24284 | GILL INSTRUMENTS | WINDSONIC M HEATED | ANEMOMETER | HT30_Metrology_SpaceList_Vendor Sales (in TOT17AKL
SX-24356 | ASHCROFT | 1008 | PRESSURE GAUGES | HT30_Metrology_SpaceList_Vendor Sales (in TOT17C4R
SX-24357 | ASHCROFT | 1008 | PRESSURE GAUGES | HT30_Metrology_SpaceList_Vendor Sales (in TOT17C4R
SX-2438 | ASHCROFT | 0-100 PSI | PRESSURE GAUGES | HT30_Metrology_SpaceList_Vendor Sales (in TOT17C4R
SX-24393 | VERMONT GAGE | 0.4350 STL X GO | CYLINDRICAL PLUG GAUGES | HT30_Metrology_SpaceList_Vendor Sales (in TOT17AKL
SX-24394 | VERMONT GAGE | 0.4350 STL X GO | CYLINDRICAL PLUG GAUGES | HT30_Metrology_SpaceList_Vendor Sales (in TOT17AKL
SX-24395 | VERMONT GAGE | 0.4350 STL X GO | CYLINDRICAL PLUG GAUGES | HT30_Metrology_SpaceList_Vendor Sales (in TOT17AKL
SX-24396 | VERMONT GAGE | 0.4350 STL X GO | CYLINDRICAL PLUG GAUGES | HT30_Metrology_SpaceList_Vendor Sales (in TOT17AKL
SX-24397 | VERMONT GAGE | 0.4350 STL X GO | CYLINDRICAL PLUG GAUGES | HT30_Metrology_SpaceList_Vendor Sales (in TOT17AKL
SX-24398 | VERMONT GAGE | 0.4350 STL X GO | CYLINDRICAL PLUG GAUGES | HT30_Metrology_SpaceList_Vendor Sales (in TOT17AKL
SX-24399 | VERMONT GAGE | 0.4350 STL X GO | CYLINDRICAL PLUG GAUGES | HT30_Metrology_SpaceList_Vendor Sales (in TOT17AKL
SX-24400 | VERMONT GAGE | 0.4350 STL X GO | CYLINDRICAL PLUG GAUGES | HT30_Metrology_SpaceList_Vendor Sales (in TOT17AKL
SX-24401 | VERMONT GAGE | 0.4350 STL X GO | CYLINDRICAL PLUG GAUGES | HT30_Metrology_SpaceList_Vendor Sales (in TOT17AKL
SX-24402 | VERMONT GAGE | 0.4350 STL X | CYLINDRICAL PLUG GAUGES | HT30_Metrology_SpaceList_Vendor Sales (in TOT17AKL
SX-24403 | VERMONT GAGE | 0.4350 STL X | CYLINDRICAL PLUG GAUGES | HT30_Metrology_SpaceList_Vendor Sales (in TOT17AKL
SX-24404 | VERMONT GAGE | 0.4350 STL X | CYLINDRICAL PLUG GAUGES | HT30_Metrology_SpaceList_Vendor Sales (in TOT17AKL
SX-24405 | VERMONT GAGE | 0.4350 STL X | CYLINDRICAL PLUG GAUGES | HT30_Metrology_SpaceList_Vendor Sales (in TOT17AKL
SX-24406 | VERMONT GAGE | 0.4032 STL X | CYLINDRICAL PLUG GAUGES | HT30_Metrology_SpaceList_Vendor Sales (in TOT17AKL
SX-24407 | VERMONT GAGE | 0.4032 STL X | CYLINDRICAL PLUG GAUGES | HT30_Metrology_SpaceList_Vendor Sales (in TOT17AKL
SX-24408 | VERMONT GAGE | 0.4032 STL X | CYLINDRICAL PLUG GAUGES | HT30_Metrology_SpaceList_Vendor Sales (in TOT17AKL
SX-24409 | VERMONT GAGE | 0.4032 STL X | CYLINDRICAL PLUG GAUGES | HT30_Metrology_SpaceList_Vendor Sales (in TOT17AKL
SX-24410 | VERMONT GAGE | 0.4032 STL X | CYLINDRICAL PLUG GAUGES | HT30_Metrology_SpaceList_Vendor Sales (in TOT17AKL
SX-2461 | ASHCROFT | 60 PSI | PRESSURE GAUGES | HT30_Metrology_SpaceList_Vendor Sales (in TOT17C4R
SX-2462 | ASHCROFT | 100 PSI | PRESSURE GAUGES | HT30_Metrology_SpaceList_Vendor Sales (in TOT17C4R
SX-2464 | ASHCROFT | 1000 PSI | PRESSURE GAUGES | HT30_Metrology_SpaceList_Vendor Sales (in TOT17C4R
SX-24854 | PENNOYER DODGE | 5/8-18 UNJF-3A B/P | THREADED RING GAUGES | HT30_Metrology_SpaceList_Vendor Sales (in TOT17AKF
SX-24924 | ZERO CHECK | 0.8800 CLASS X | CYLINDRICAL RING GAUGES | HT30_Metrology_SpaceList_Vendor Sales (in TOT17AKF
SX-24925 | PROTO | J6476 | TORQUE METERS | HT30_Metrology_SpaceList_Vendor Sales (in TOT17C4R
SX-25101 | ZERO CHECK | 0.1865 Z MASTER | CYLINDRICAL RING GAUGES | HT30_Metrology_SpaceList_Vendor Sales (in TOT17AKF
SX-2518 | ASHCROFT | 0-1000 PSI | PRESSURE GAUGES | HT30_Metrology_SpaceList_Vendor Sales (in TOT17C4R
SX-25580 | VERMONT GAGE | .2520 | CYLINDRICAL PLUG GAUGES | HT30_Metrology_SpaceList_Vendor Sales (in TOT17AKL
SX-25582 | VERMONT GAGE | .2510 | CYLINDRICAL PLUG GAUGES | HT30_Metrology_SpaceList_Vendor Sales (in TOT17AKL
SX-25673 | MAURY | A042A5 | CYLINDRICAL PLUG GAUGES | HT30_Metrology_SpaceList_Vendor Sales (in TOT17AKJ
SX-25674 | MAURY | A042A6 | CYLINDRICAL PLUG GAUGES | HT30_Metrology_SpaceList_Vendor Sales (in TOT17AKJ
SX-25849 | VERMONT GAGE | 0.2530 STL X | CYLINDRICAL PLUG GAUGES | HT30_Metrology_SpaceList_Vendor Sales (in TOT17AKL
SX-25851 | VERMONT GAGE | 0.1590 STL X | CYLINDRICAL PLUG GAUGES | HT30_Metrology_SpaceList_Vendor Sales (in TOT17AKL
SX-25852 | VERMONT GAGE | 0.1590 STL X | CYLINDRICAL PLUG GAUGES | HT30_Metrology_SpaceList_Vendor Sales (in TOT17AKL
SX-25853 | VERMONT GAGE | 0.1590 STL X | CYLINDRICAL PLUG GAUGES | HT30_Metrology_SpaceList_Vendor Sales (in TOT17AKL
SX-25859 | VERMONT GAGE | 3/8-16 UNC 3B | THREADED PLUG GAUGES | HT30_Metrology_SpaceList_Vendor Sales (in TOT17AKF
SX-2586 | UNKNOWN | 54407-4 | CYLINDRICAL RING GAUGES | HT30_Metrology_SpaceList_Vendor Sales (in TOT17AKF
SX-2610 | NOSHOK | 40-500-100-PSI | PRESSURE GAUGES | HT30_Metrology_SpaceList_Vendor Sales (in TOT17C4R
SX-2616 | PENNOYER DODGE | BURNDY PG398-1 | CYLINDRICAL PLUG GAUGES | HT30_Metrology_SpaceList_Vendor Sales (in TOT17AKF
SX-26230 | VTI INSTRUMENTS | EX1200-7008 | RTD/RESISTOR SIMULATION MODULE | HT30_Metrology_SpaceList_Vendor Sales (in TOT17AFC
SX-26316 | PRESSURE INC | DT150-38CV | PRESSURE GAUGES | HT30_Metrology_SpaceList_Vendor Sales (in TOT17C4R
SX-26390 | PI TAPE | 2-12 INCH OD | PI TAPE | HT30_Metrology_SpaceList_Vendor Sales (in TOT17AKF
SX-26391 | PI TAPE | 2-12 INCH OD | PI TAPE | HT30_Metrology_SpaceList_Vendor Sales (in TOT17AKF
SX-26524 | PCB PIEZOTRONICS | 350A43 | ACCELEROMETERS | HT30_Metrology_SpaceList_Vendor Sales (in TOT17C4R
SX-26769 | FLUKE | 700RG07 | PRESSURE GAUGES | HT30_Metrology_SpaceList_Vendor Sales (in TOT17C4R
SX-26795 | COOPER | SRH77A | ENVIRONMENTAL MONITORS | HT30_Metrology_SpaceList_Vendor Sales (in TOT17AKJ
SX-26969 | GILL INSTRUMENTS | WINDSONIC OPTION 3 | ANEMOMETER | HT30_Metrology_SpaceList_Vendor Sales (in TOT17AKF
SX-27079 | ASHCROFT |  | PRESSURE GAUGES | HT30_Metrology_SpaceList_Vendor Sales (in TOT17C4R
SX-27169 | DYTRAN | 3713A1T | ACCELEROMETERS | HT30_Metrology_SpaceList_Vendor Sales (in TOT17C4R
SX-27170 | DYTRAN | 3713A1T | ACCELEROMETERS | HT30_Metrology_SpaceList_Vendor Sales (in TOT17C4R
SX-27279 | AGILENT | 34330A | CURRENT SHUNTS | HT30_Metrology_SpaceList_Vendor Sales (in TOT17AKF
SX-27606 | VERMONT GAGE | .0175 CLASS ZZ | CYLINDRICAL PLUG GAUGES | HT30_Metrology_SpaceList_Vendor Sales (in TOT17AKL
SX-27608 | MEYER GAGE | .0175 INCH PLUS Z PIN | CYLINDRICAL PLUG GAUGES | HT30_Metrology_SpaceList_Vendor Sales (in TOT17AKL
SX-27609 | MEYER GAGE | .0165 INCH PLUS Z PIN | CYLINDRICAL PLUG GAUGES | HT30_Metrology_SpaceList_Vendor Sales (in TOT17AKL
SX-27627 | MEYER GAGE | .0305 INCH MINUS Z PIN | CYLINDRICAL PLUG GAUGES | HT30_Metrology_SpaceList_Vendor Sales (in TOT17AKL
SX-27629 | MEYER GAGE | .0245 INCH MINUS Z PIN | CYLINDRICAL PLUG GAUGES | HT30_Metrology_SpaceList_Vendor Sales (in TOT17AKL
SX-27630 | MEYER GAGE | .0155 INCH MINUS Z PIN | CYLINDRICAL PLUG GAUGES | HT30_Metrology_SpaceList_Vendor Sales (in TOT17AKL
SX-27831 | DYTRAN | 3056B7 | ACCELEROMETERS | HT30_Metrology_SpaceList_Vendor Sales (in TOT17AFC
SX-27872 | NI | NI-9207 DSUB | VOLTAGE AND CURRENT INPUT MODULE | HT30_Metrology_SpaceList_Vendor Sales (in TOT17AFC
SX-28604 | LEICA | T-CAM LR | CAMERA | HT30_Metrology_SpaceList_Vendor Sales (in TOT17AKJ
SX-29115 | DWYER | 2001 | PRESSURE GAUGES | HT30_Metrology_SpaceList_Vendor Sales (in TOT17C4R
SX-29406 | ASHCROFT | 302174SDRXLXBKBLC46B20000# | PRESSURE GAUGES | HT30_Metrology_SpaceList_Vendor Sales (in TOT17C4R
SX-29427 | ASHCROFT | DG2551L0NAM02L100# | PRESSURE GAUGES | HT30_Metrology_SpaceList_Vendor Sales (in TOT17C4R
SX-29431 | ASHCROFT | DG2551L0NAM02L300# | PRESSURE GAUGES | HT30_Metrology_SpaceList_Vendor Sales (in TOT17C4R
SX-29774 | VERMONT GAGE | .2520 | CYLINDRICAL PLUG GAUGES | HT30_Metrology_SpaceList_Vendor Sales (in TOT17AKL
SX-29775 | VERMONT GAGE | .2500 | CYLINDRICAL PLUG GAUGES | HT30_Metrology_SpaceList_Vendor Sales (in TOT17AKL
SX-29776 | VERMONT GAGE | .2500 | CYLINDRICAL PLUG GAUGES | HT30_Metrology_SpaceList_Vendor Sales (in TOT17AKL
SX-29777 | VERMONT GAGE | .2510 | CYLINDRICAL PLUG GAUGES | HT30_Metrology_SpaceList_Vendor Sales (in TOT17AKL
SX-30122 | ASHCROFT | 302174SDRXLXBKBLPP6B20000# | PRESSURE GAUGES | HT30_Metrology_SpaceList_Vendor Sales (in TOT17C4R
SX-30123 | ASHCROFT | 302174SDRXLXBKBLPP6B20000# | PRESSURE GAUGES | HT30_Metrology_SpaceList_Vendor Sales (in TOT17C4R
SX-30125 | ASHCROFT | 302174SDRXLXBKBLPP6B20000# | PRESSURE GAUGES | HT30_Metrology_SpaceList_Vendor Sales (in TOT17C4R
SX-30126 | ASHCROFT | 302174SDRXLXBKBLPP6B20000# | PRESSURE GAUGES | HT30_Metrology_SpaceList_Vendor Sales (in TOT17C4R
SX-30127 | ASHCROFT | 302174SDRXLXBKBLPP6B20000# | PRESSURE GAUGES | HT30_Metrology_SpaceList_Vendor Sales (in TOT17C4R
SX-30128 | ASHCROFT | 302174SDRXLXBKBLPP6B20000# | PRESSURE GAUGES | HT30_Metrology_SpaceList_Vendor Sales (in TOT17C4R
SX-30129 | ASHCROFT | 302174SDRXLXBKBLPP6B20000# | PRESSURE GAUGES | HT30_Metrology_SpaceList_Vendor Sales (in TOT17C4R
SX-30171 | ASHCROFT | 0-200 PSI | PRESSURE GAUGES | HT30_Metrology_SpaceList_Vendor Sales (in TOT17C4R
SX-30174 | ASHCROFT | 0-200 PSI | PRESSURE GAUGES | HT30_Metrology_SpaceList_Vendor Sales (in TOT17C4R
SX-30175 | ASHCROFT | 0-200 PSI | PRESSURE GAUGES | HT30_Metrology_SpaceList_Vendor Sales (in TOT17C4R
SX-30176 | ASHCROFT | 0-200 PSI | PRESSURE GAUGES | HT30_Metrology_SpaceList_Vendor Sales (in TOT17C4R
SX-30261 | PENNOYER DODGE | 4-16 UN-2B | THREADED PLUG GAUGES | HT30_Metrology_SpaceList_Vendor Sales (in TOT17AFC
SX-30712 | TRULOK | HD-7548 | CYLINDRICAL RING GAUGES | HT30_Metrology_SpaceList_Vendor Sales (in TOT17AKF
SX-31275 | DEFELSKO | CSS | SHIM | HT30_Metrology_SpaceList_Vendor Sales (in TOT17AKF
SX-31987 | PCB PIEZOTRONICS | 354M93 | ACCELEROMETERS | HT30_Metrology_SpaceList_Vendor Sales (in TOT17C4R
SX-32269 | ASHCROFT | 0-3000 PSI | PRESSURE GAUGES | HT30_Metrology_SpaceList_Vendor Sales (in TOT17C4R
SX-32405 | MCDANIEL | 0-10000 PSI | PRESSURE GAUGES | HT30_Metrology_SpaceList_Vendor Sales (in TOT17C4R
SX-32493 | PARKER | IPD32223130 | PARTICLE DETECTOR | HT30_Metrology_SpaceList_Vendor Sales (in TOT17AKJ
SX-32726 | VERMONT GAGE | .875 PLUS | CYLINDRICAL PLUG GAUGES | HT30_Metrology_SpaceList_Vendor Sales (in TOT17AKL
SX-32727 | VERMONT GAGE | .875 PLUS | CYLINDRICAL PLUG GAUGES | HT30_Metrology_SpaceList_Vendor Sales (in TOT17AKL
SX-3274 | ASHCROFT | 1082 | PRESSURE GAUGES | HT30_Metrology_SpaceList_Vendor Sales (in TOT17C4R
SX-33091 | ASHCROFT | DG2551NONAM02L100# | PRESSURE GAUGES | HT30_Metrology_SpaceList_Vendor Sales (in TOT17C4R
SX-33324 | DILLON | COMMUNICATOR 2 | CONTROLLER | HT30_Metrology_SpaceList_Vendor Sales (in TOT17AKL
SX-3336 | ASHCROFT | 0-100 PSI | PRESSURE GAUGES | HT30_Metrology_SpaceList_Vendor Sales (in TOT17C4R
SX-33381 | BK PRECISION | 8601 | ELECTRONIC LOAD | HT30_Metrology_SpaceList_Vendor Sales (in TOT17AF8
SX-3346 | WAFCO | 1.3125-20 UN-2A | THREADED RING GAUGES | HT30_Metrology_SpaceList_Vendor Sales (in TOT17AKF
SX-33571 | SPACEX | SPX 00581216-003 REV A | SCRATCH COMPARATOR | HT30_Metrology_SpaceList_Vendor Sales (in TOT17AKL
SX-33640 | DWYER | 2010 | PRESSURE GAUGES | HT30_Metrology_SpaceList_Vendor Sales (in TOT17C4R
SX-33641 | DWYER | 2010 | PRESSURE GAUGES | HT30_Metrology_SpaceList_Vendor Sales (in TOT17C4R
SX-33642 | DWYER | 2010 | PRESSURE GAUGES | HT30_Metrology_SpaceList_Vendor Sales (in TOT17C4R
SX-33682 | PI TAPE | 12-24 INCH | PI TAPE | HT30_Metrology_SpaceList_Vendor Sales (in TOT17AKF
SX-33789 | DWYER | RSM-5-A | ROOM STATUS MONITOR | HT30_Metrology_SpaceList_Vendor Sales (in TOT17AKL
SX-33947 | DWYER | 2010 | PRESSURE GAUGES | HT30_Metrology_SpaceList_Vendor Sales (in TOT17C4R
SX-3407 | VERMONT GAGE | .2490 | CYLINDRICAL RING GAUGES | HT30_Metrology_SpaceList_Vendor Sales (in TOT17AKF
SX-34774 | ZERO CHECK | .680 INCH CLASS Z | CYLINDRICAL RING GAUGES | HT30_Metrology_SpaceList_Vendor Sales (in TOT17AKF
SX-35057 | GLASTONBURY SOUTHERN GAGE | 1 1/2-40 UNS-3A | THREADED RING GAUGES | HT30_Metrology_SpaceList_Vendor Sales (in TOT17AKF
SX-36316 | VERMONT GAGE | 0.8910/0.8914 CLASS XX | CYLINDRICAL PLUG GAUGES | HT30_Metrology_SpaceList_Vendor Sales (in TOT17AKL
SX-36317 | VERMONT GAGE | 0.8910/0.8914 CLASS XX | CYLINDRICAL PLUG GAUGES | HT30_Metrology_SpaceList_Vendor Sales (in TOT17AKL
SX-36389 | ASHCROFT | 0-3000 PSI | PRESSURE GAUGES | HT30_Metrology_SpaceList_Vendor Sales (in TOT17C4R
SX-36391 | ASHCROFT | 0-3000 PSI | PRESSURE GAUGES | HT30_Metrology_SpaceList_Vendor Sales (in TOT17C4R
SX-36392 | ASHCROFT | 0-600 PSI | PRESSURE GAUGES | HT30_Metrology_SpaceList_Vendor Sales (in TOT17C4R
SX-36394 | ASHCROFT | 0-600 PSI | PRESSURE GAUGES | HT30_Metrology_SpaceList_Vendor Sales (in TOT17C4R
SX-37537 | DELTRONIC | .1330 | CYLINDRICAL PLUG GAUGES | HT30_Metrology_SpaceList_Vendor Sales (in TOT17AKL
SX-37538 | DELTRONIC | .1340 | CYLINDRICAL PLUG GAUGES | HT30_Metrology_SpaceList_Vendor Sales (in TOT17AKF
SX-37539 | DELTRONIC | .1350 | CYLINDRICAL PLUG GAUGES | HT30_Metrology_SpaceList_Vendor Sales (in TOT17AKL
SX-37540 | DELTRONIC | .1360 | CYLINDRICAL PLUG GAUGES | HT30_Metrology_SpaceList_Vendor Sales (in TOT17AKL
SX-37541 | DELTRONIC | .1370 | CYLINDRICAL PLUG GAUGES | HT30_Metrology_SpaceList_Vendor Sales (in TOT17AKL
SX-37542 | DELTRONIC | .1380 | CYLINDRICAL PLUG GAUGES | HT30_Metrology_SpaceList_Vendor Sales (in TOT17AKL
SX-37713 | NI | NI-9207 | VOLTAGE AND CURRENT INPUT MODULE | HT30_Metrology_SpaceList_Vendor Sales (in TOT17AFC
SX-37714 | NI | NI-9207 DSUB | VOLTAGE AND CURRENT INPUT MODULE | HT30_Metrology_SpaceList_Vendor Sales (in TOT17AFC
SX-37715 | NI | NI-9207 DSUB | VOLTAGE AND CURRENT INPUT MODULE | HT30_Metrology_SpaceList_Vendor Sales (in TOT17AFC
SX-37716 | NI | NI-9207 DSUB | VOLTAGE AND CURRENT INPUT MODULE | HT30_Metrology_SpaceList_Vendor Sales (in TOT17AFC
SX-37721 | NI | NI-9203 | ANALOG INPUT MODULE | HT30_Metrology_SpaceList_Vendor Sales (in TOT17AFC
SX-37725 | NI | NI-9235 | STRAIN/BRIDGE INPUT MODULE | HT30_Metrology_SpaceList_Vendor Sales (in TOT17AFC
SX-38123 | SSI TECHNOLOGIES | MGA-300-A-9V-R | PRESSURE GAUGES | HT30_Metrology_SpaceList_Vendor Sales (in TOT17C4R
SX-3832 | MCDANIEL | 0-10000 PSI | PRESSURE GAUGES | HT30_Metrology_SpaceList_Vendor Sales (in TOT17C4R
SX-38574 | PCB PIEZOTRONICS | 350B41 | ACCELEROMETERS | HT30_Metrology_SpaceList_Vendor Sales (in TOT17C4R
SX-38858 | VERMONT GAGE | 10-32 UNF-3A | THREADED RING GAUGES | HT30_Metrology_SpaceList_Vendor Sales (in TOT17AKF
SX-39373 | FUTEK | LCM300-FSH03886 | LOAD CELL | HT30_Metrology_SpaceList_Vendor Sales (in TOT17AKL
SX-39374 | FUTEK | IAA100 | AMPLIFIERS | HT30_Metrology_SpaceList_Vendor Sales (in TOT17AKL
SX-39375 | FUTEK | LCM300-FSH03886 | LOAD CELL | HT30_Metrology_SpaceList_Vendor Sales (in TOT17AKL
SX-39376 | FUTEK | IAA100 | AMPLIFIERS | HT30_Metrology_SpaceList_Vendor Sales (in TOT17AKL
SX-39610 | MITUTOYO | 178-048 |  | HT30_Metrology_SpaceList_Vendor Sales (in TOT17AKF
SX-39893 | STARRETT | 81-111-630 | INDICATORS (DIMENSIONAL) | HT30_Metrology_SpaceList_Vendor Sales (in TOT17AKL
SX-3997 | UNKNOWN | 10 INCH | LEVEL | HT30_Metrology_SpaceList_Vendor Sales (in TOT17AKL
SX-4038 | WAFCO | 2 3/4-16 UN-2A | THREADED RING GAUGES | HT30_Metrology_SpaceList_Vendor Sales (in TOT17AKL
SX-4080 | PENNOYER DODGE | 3 1/8-8 UN-3A | THREADED RING GAUGES | HT30_Metrology_SpaceList_Vendor Sales (in TOT17AKF
SX-4081 | PENNOYER DODGE | 3 1/8-8 UN-3A | THREADED RING GAUGES | HT30_Metrology_SpaceList_Vendor Sales (in TOT17AKF
SX-4087 | WAFCO | 1 3/4-20 UN-2A | THREADED RING GAUGES | HT30_Metrology_SpaceList_Vendor Sales (in TOT17AKL
SX-4089 | WAFCO | 1 3/4-20 UN-2A | THREADED RING GAUGES | HT30_Metrology_SpaceList_Vendor Sales (in TOT17AKL
SX-41048 | GAR ELECTROFORMING | SPX 00581216-003 | SCRATCH COMPARATOR | HT30_Metrology_SpaceList_Vendor Sales (in TOT17AKL
SX-41049 | GAR ELECTROFORMING | SPX 00581216-003 | SCRATCH COMPARATOR | HT30_Metrology_SpaceList_Vendor Sales (in TOT17AKL
SX-41050 | GAR ELECTROFORMING | SPX 00581216-003 | SCRATCH COMPARATOR | HT30_Metrology_SpaceList_Vendor Sales (in TOT17AKL
SX-41051 | GAR ELECTROFORMING | SPX 00581216-003 | SCRATCH COMPARATOR | HT30_Metrology_SpaceList_Vendor Sales (in TOT17AKL
SX-41052 | GAR ELECTROFORMING | SPX 00581216-003 | SCRATCH COMPARATOR | HT30_Metrology_SpaceList_Vendor Sales (in TOT17AKL
SX-41277 | CECOMP ELECTRONICS | F16BBL30INHG/15PSIG-5 | PRESSURE GAUGES | HT30_Metrology_SpaceList_Vendor Sales (in TOT17C4R
SX-41344 | GSG | 2.00-12 UNJ-3A | THREADED RING GAUGES | HT30_Metrology_SpaceList_Vendor Sales (in TOT17AKL
SX-41458 | CECOMP ELECTRONICS | F16BBL30INHG/15PSIG-5 | PRESSURE GAUGES | HT30_Metrology_SpaceList_Vendor Sales (in TOT17C4R
SX-41459 | CECOMP ELECTRONICS | F16BBL30INHG/15PSIG-5 | PRESSURE GAUGES | HT30_Metrology_SpaceList_Vendor Sales (in TOT17C4R
SX-41460 | CECOMP ELECTRONICS | F16BBL30INHG/15PSIG-5 | PRESSURE GAUGES | HT30_Metrology_SpaceList_Vendor Sales (in TOT17C4R
SX-4200 | STARRETT | 4 INCH | LENGTH SET REFERENCES | HT30_Metrology_SpaceList_Vendor Sales (in TOT17AKF
SX-42484 | CEJN | 30000 PSIG | PRESSURE GAUGES | HT30_Metrology_SpaceList_Vendor Sales (in TOT17C4R
SX-42485 | CEJN | 30000 PSIG | PRESSURE GAUGES | HT30_Metrology_SpaceList_Vendor Sales (in TOT17C4R
SX-4256 | SWISS PRECISION INSTRUMENTS | .032 | CYLINDRICAL RING GAUGES | HT30_Metrology_SpaceList_Vendor Sales (in TOT17AKF
SX-4285 | DEFELSKO | POSITECTOR 6000 FNTS | THICKNESS TESTER | HT30_Metrology_SpaceList_Vendor Sales (in TOT17AKL
SX-4319 | SPI | COUNTERSINK RING GAGE | CYLINDRICAL RING GAUGES | HT30_Metrology_SpaceList_Vendor Sales (in TOT17AKF
SX-4320 | UNKNOWN | .504 | CYLINDRICAL RING GAUGES | HT30_Metrology_SpaceList_Vendor Sales (in TOT17AKF
SX-43341 | LASCAR ELECTRONICS | EL-USB-1-LCD | ENVIRONMENTAL SENSORS | HT30_Metrology_SpaceList_Vendor Sales (in TOT17AKF
SX-43595 | LASCAR ELECTRONICS | EL-USB-1-LCD | ENVIRONMENTAL SENSORS | HT30_Metrology_SpaceList_Vendor Sales (in TOT17AKF
SX-4378 | DELTRONIC | TP25 | CYLINDRICAL PLUG GAUGES | HT30_Metrology_SpaceList_Vendor Sales (in TOT17AKL
SX-4424B | PENNOYER DODGE | 1/2-20 UNJF-3A | THREADED RING GAUGES | HT30_Metrology_SpaceList_Vendor Sales (in TOT17AKF
SX-4465 | MCDANIEL | 0-10000 PSI | PRESSURE GAUGES | HT30_Metrology_SpaceList_Vendor Sales (in TOT17C4R
SX-4474 | DURO UNITED INSTRUMENTS | 0-5000 PSI | PRESSURE GAUGES | HT30_Metrology_SpaceList_Vendor Sales (in TOT17C4R
SX-44802 | GAR PRECISION | SPX 00581216-003 REV A | SCRATCH COMPARATOR | HT30_Metrology_SpaceList_Vendor Sales (in TOT17AKL
SX-4481 | MCDANIEL | 0-3000 PSI | PRESSURE GAUGES | HT30_Metrology_SpaceList_Vendor Sales (in TOT17C4R
SX-4482 | MCDANIEL | 0-1000 PSI | PRESSURE GAUGES | HT30_Metrology_SpaceList_Vendor Sales (in TOT17C4R
SX-4487 | MCDANIEL | 0-2000 PSI | PRESSURE GAUGES | HT30_Metrology_SpaceList_Vendor Sales (in TOT17C4R
SX-4490 | MCDANIEL | 0-400 PSI | PRESSURE GAUGES | HT30_Metrology_SpaceList_Vendor Sales (in TOT17C4R
SX-45062 | ASHCROFT | 0-3000 PSI | PRESSURE GAUGES | HT30_Metrology_SpaceList_Vendor Sales (in TOT17C4R
SX-4528 | VERMONT GAGE | .2460 | CYLINDRICAL RING GAUGES | HT30_Metrology_SpaceList_Vendor Sales (in TOT17AKF
SX-4529 | VERMONT GAGE | .2460 | CYLINDRICAL RING GAUGES | HT30_Metrology_SpaceList_Vendor Sales (in TOT17AKF
SX-4530 | VERMONT GAGE | .3105 | CYLINDRICAL RING GAUGES | HT30_Metrology_SpaceList_Vendor Sales (in TOT17AKF
SX-4531 | VERMONT GAGE | .3105 | CYLINDRICAL RING GAUGES | HT30_Metrology_SpaceList_Vendor Sales (in TOT17AKF
SX-4597 | VERMONT GAGE | .5741 | CYLINDRICAL RING GAUGES | HT30_Metrology_SpaceList_Vendor Sales (in TOT17AKF
SX-46217 | NI | PXI-6224 | DAQ CARD | HT30_Metrology_SpaceList_Vendor Sales (in TOT17AFC
SX-46226 | NI | PXI-6224 | DAQ CARD | HT30_Metrology_SpaceList_Vendor Sales (in TOT17AFC
SX-47003 | DYTRAN | 3525A1 | ACCELEROMETERS | HT30_Metrology_SpaceList_Vendor Sales (in TOT17C4R
SX-47157 | PCB PIEZOTRONICS | 350B41 | ACCELEROMETERS | HT30_Metrology_SpaceList_Vendor Sales (in TOT17C4R
SX-4947 | SPI | .272 | CYLINDRICAL RING GAUGES | HT30_Metrology_SpaceList_Vendor Sales (in TOT17AKF
SX-4999 | PENNOYER DODGE | 2.855-32 UNS-2A SPECIAL | THREADED RING GAUGES | HT30_Metrology_SpaceList_Vendor Sales (in TOT17AKF
SX-5052 | MCDANIEL | 0-10000 PSI | PRESSURE GAUGES | HT30_Metrology_SpaceList_Vendor Sales (in TOT17C4R
SX-5053 | MCDANIEL | 0-10000 PSI | PRESSURE GAUGES | HT30_Metrology_SpaceList_Vendor Sales (in TOT17C4R
SX-5056 | MCDANIEL | 0-400 PSI | PRESSURE GAUGES | HT30_Metrology_SpaceList_Vendor Sales (in TOT17C4R
SX-5193 | VERMONT GAGE | GO .7864, NO-GO .7793 | CYLINDRICAL PLUG GAUGES | HT30_Metrology_SpaceList_Vendor Sales (in TOT17AKL
SX-5194 | VERMONT GAGE | GO .7864, NO-GO .7793 | CYLINDRICAL PLUG GAUGES | HT30_Metrology_SpaceList_Vendor Sales (in TOT17AKL
SX-5221 | ASHCROFT | 1082 | PRESSURE GAUGES | HT30_Metrology_SpaceList_Vendor Sales (in TOT17C4R
SX-5230 | DURO UNITED INSTRUMENTS | 0-2000 PSI | PRESSURE GAUGES | HT30_Metrology_SpaceList_Vendor Sales (in TOT17C4R
SX-5244 | PENNOYER DODGE | 1 5/16-18 UNJEF-3A | THREADED RING GAUGES | HT30_Metrology_SpaceList_Vendor Sales (in TOT17AKL
SX-5245 | PENNOYER DODGE | 1 5/16-18 UNJEF-3A | THREADED RING GAUGES | HT30_Metrology_SpaceList_Vendor Sales (in TOT17AKL
SX-5248 | VERMONT GAGE | .4370 | CYLINDRICAL RING GAUGES | HT30_Metrology_SpaceList_Vendor Sales (in TOT17AKF
SX-5255 | VERMONT GAGE | .6300 | CYLINDRICAL RING GAUGES | HT30_Metrology_SpaceList_Vendor Sales (in TOT17AKF
SX-5281 | VERMONT GAGE | .2500 | CYLINDRICAL RING GAUGES | HT30_Metrology_SpaceList_Vendor Sales (in TOT17AKF
SX-5651 | ASHCROFT | 0-1000 PSI | PRESSURE GAUGES | HT30_Metrology_SpaceList_Vendor Sales (in TOT17C4R
SX-5652 | ASHCROFT | 0-100 PSI | PRESSURE GAUGES | HT30_Metrology_SpaceList_Vendor Sales (in TOT17C4R
SX-5654 | ASHCROFT | 0-100 PSI | PRESSURE GAUGES | HT30_Metrology_SpaceList_Vendor Sales (in TOT17C4R
SX-5656 | ASHCROFT | 0-2000 PSI | PRESSURE GAUGES | HT30_Metrology_SpaceList_Vendor Sales (in TOT17C4R
SX-5658 | ASHCROFT | 0-3000 PSI | PRESSURE GAUGES | HT30_Metrology_SpaceList_Vendor Sales (in TOT17C4R
SX-5688 | ASHCROFT | 0-10000 PSI | PRESSURE GAUGES | HT30_Metrology_SpaceList_Vendor Sales (in TOT17C4R
SX-5691 | ASHCROFT | 0-10000 PSI | PRESSURE GAUGES | HT30_Metrology_SpaceList_Vendor Sales (in TOT17C4R
SX-5692 | ASHCROFT | 0-10000 PSI | PRESSURE GAUGES | HT30_Metrology_SpaceList_Vendor Sales (in TOT17C4R
SX-5730 | BARCOR INC | .268 | CYLINDRICAL RING GAUGES | HT30_Metrology_SpaceList_Vendor Sales (in TOT17AKF
SX-5787 | VERMONT GAGE | .5050 | CYLINDRICAL RING GAUGES | HT30_Metrology_SpaceList_Vendor Sales (in TOT17AKF
SX-5790 | ASHCROFT | 0-1500 PSI | PRESSURE GAUGES | HT30_Metrology_SpaceList_Vendor Sales (in TOT17C4R
SX-5791 | ASHCROFT | 0-3000 PSI | PRESSURE GAUGES | HT30_Metrology_SpaceList_Vendor Sales (in TOT17C4R
SX-5792 | ASHCROFT | 0-1500 PSI | PRESSURE GAUGES | HT30_Metrology_SpaceList_Vendor Sales (in TOT17C4R
SX-5793 | ASHCROFT | 1082 | PRESSURE GAUGES | HT30_Metrology_SpaceList_Vendor Sales (in TOT17C4R
SX-5794 | ASHCROFT | 1082 | PRESSURE GAUGES | HT30_Metrology_SpaceList_Vendor Sales (in TOT17C4R
SX-5795 | ASHCROFT | 1082 | PRESSURE GAUGES | HT30_Metrology_SpaceList_Vendor Sales (in TOT17C4R
SX-5796 | VERMONT GAGE | .2810 | CYLINDRICAL RING GAUGES | HT30_Metrology_SpaceList_Vendor Sales (in TOT17AKF
SX-5797 | VERMONT GAGE | .2500 | CYLINDRICAL RING GAUGES | HT30_Metrology_SpaceList_Vendor Sales (in TOT17AKF
SX-5798 | VERMONT GAGE | .3120 | CYLINDRICAL RING GAUGES | HT30_Metrology_SpaceList_Vendor Sales (in TOT17AKF
SX-5799 | VERMONT GAGE | .3750 | CYLINDRICAL RING GAUGES | HT30_Metrology_SpaceList_Vendor Sales (in TOT17AKF
SX-5800 | VERMONT GAGE | .5050 | CYLINDRICAL RING GAUGES | HT30_Metrology_SpaceList_Vendor Sales (in TOT17AKF
SX-5801 | VERMONT GAGE | .3120 | CYLINDRICAL RING GAUGES | HT30_Metrology_SpaceList_Vendor Sales (in TOT17AKF
SX-5803 | VERMONT GAGE | .2500 | CYLINDRICAL RING GAUGES | HT30_Metrology_SpaceList_Vendor Sales (in TOT17AKF
SX-5804 | VERMONT GAGE | .2610 | CYLINDRICAL RING GAUGES | HT30_Metrology_SpaceList_Vendor Sales (in TOT17AKF
SX-5831 | SWAGELOK | 0-5000 PSI | PRESSURE GAUGES | HT30_Metrology_SpaceList_Vendor Sales (in TOT17C4R
SX-5836 | WIKA | 612.34 | PRESSURE GAUGES | HT30_Metrology_SpaceList_Vendor Sales (in TOT17C4R
SX-5848 | ASHCROFT | 0-15 PSI | PRESSURE GAUGES | HT30_Metrology_SpaceList_Vendor Sales (in TOT17C4R
SX-5849 | ASHCROFT | 0-15 PSI | PRESSURE GAUGES | HT30_Metrology_SpaceList_Vendor Sales (in TOT17C4R
SX-5878 | PENNOYER DODGE | 2 3/4-12 UN-3A | THREADED RING GAUGES | HT30_Metrology_SpaceList_Vendor Sales (in TOT17AKF
SX-5887 | PENNOYER DODGE | 1 1/2-12 UNJF-3A | THREADED RING GAUGES | HT30_Metrology_SpaceList_Vendor Sales (in TOT17AKF
SX-5911 | MCDANIEL | 0-300 PSI | PRESSURE GAUGES | HT30_Metrology_SpaceList_Vendor Sales (in TOT17C4R
SX-5951 | UNKNOWN | .502 | CYLINDRICAL RING GAUGES | HT30_Metrology_SpaceList_Vendor Sales (in TOT17AKF
SX-6028 | STARRETT | 689-2Z | COUNTERSINK GAUGE | HT30_Metrology_SpaceList_Vendor Sales (in TOT17AKF
SX-6106 | ASHCROFT | 1082 | PRESSURE GAUGES | HT30_Metrology_SpaceList_Vendor Sales (in TOT17C4R
SX-6200 | DYTRAN | 3053B1 | ACCELEROMETERS | HT30_Metrology_SpaceList_Vendor Sales (in TOT17AFC
SX-6232 | NOSHOK | 200 SERIES | PRESSURE TRANSDUCERS | HT30_Metrology_SpaceList_Vendor Sales (in TOT17C4R
SX-6571 | DYTRAN | 3053B | ACCELEROMETERS | HT30_Metrology_SpaceList_Vendor Sales (in TOT17AFC
SX-6641 | ASHCROFT | 0-600 PSI | PRESSURE GAUGES | HT30_Metrology_SpaceList_Vendor Sales (in TOT17C4R
SX-6729 | ASHCROFT | 0-1500 PSI | PRESSURE GAUGES | HT30_Metrology_SpaceList_Vendor Sales (in TOT17C4R
SX-6737 | PENNOYER DODGE | 15/16-16 UN-3A | THREADED RING GAUGES | HT30_Metrology_SpaceList_Vendor Sales (in TOT17AKL
SX-6738 | PENNOYER DODGE | 15/16-16 UN-3A | THREADED RING GAUGES | HT30_Metrology_SpaceList_Vendor Sales (in TOT17AKL
SX-6753 | ASHCROFT | 0-5000 PSI | PRESSURE GAUGES | HT30_Metrology_SpaceList_Vendor Sales (in TOT17C4R
SX-6771 | ASHCROFT | 1082 | PRESSURE GAUGES | HT30_Metrology_SpaceList_Vendor Sales (in TOT17C4R
SX-7000 | DYTRAN | 3053B | ACCELEROMETERS | HT30_Metrology_SpaceList_Vendor Sales (in TOT17AFC
SX-7027 | PENNOYER DODGE | 1/2-20 UNJF-3A | THREADED RING GAUGES | HT30_Metrology_SpaceList_Vendor Sales (in TOT17AKF
SX-7032 | VERMONT GAGE | GO .5000 | CYLINDRICAL RING GAUGES | HT30_Metrology_SpaceList_Vendor Sales (in TOT17AKF
SX-7033 | VERMONT GAGE | GO .5000 | CYLINDRICAL RING GAUGES | HT30_Metrology_SpaceList_Vendor Sales (in TOT17AKF
SX-7034 | VERMONT GAGE | GO .5000 | CYLINDRICAL RING GAUGES | HT30_Metrology_SpaceList_Vendor Sales (in TOT17AKF
SX-7077 | VERMONT GAGE | .2500 | CYLINDRICAL RING GAUGES | HT30_Metrology_SpaceList_Vendor Sales (in TOT17AKF
SX-7078 | VERMONT GAGE | .2500 INCH CLASS Z | CYLINDRICAL RING GAUGES | HT30_Metrology_SpaceList_Vendor Sales (in TOT17AKF
SX-7079 | VERMONT GAGE | .2500 | CYLINDRICAL RING GAUGES | HT30_Metrology_SpaceList_Vendor Sales (in TOT17AKF
SX-7083 | VERMONT GAGE | .3120 | CYLINDRICAL RING GAUGES | HT30_Metrology_SpaceList_Vendor Sales (in TOT17AKF
SX-7084 | VERMONT GAGE | .3120 | CYLINDRICAL RING GAUGES | HT30_Metrology_SpaceList_Vendor Sales (in TOT17AKF
SX-7085 | VERMONT GAGE | .3120 | CYLINDRICAL RING GAUGES | HT30_Metrology_SpaceList_Vendor Sales (in TOT17AKF
SX-7103 | VERMONT GAGE | .3750 | CYLINDRICAL RING GAUGES | HT30_Metrology_SpaceList_Vendor Sales (in TOT17AKF
SX-7104 | VERMONT GAGE | .3750 | CYLINDRICAL RING GAUGES | HT30_Metrology_SpaceList_Vendor Sales (in TOT17AKF
SX-7105 | VERMONT GAGE | .3750 | CYLINDRICAL RING GAUGES | HT30_Metrology_SpaceList_Vendor Sales (in TOT17AKF
SX-7106 | VERMONT GAGE | .3750 INCH CLASS Z | CYLINDRICAL RING GAUGES | HT30_Metrology_SpaceList_Vendor Sales (in TOT17AKL
SX-7107 | VERMONT GAGE | .5050 INCH CLASS Z | CYLINDRICAL RING GAUGES | HT30_Metrology_SpaceList_Vendor Sales (in TOT17AKF
SX-7108 | VERMONT GAGE | .5050 | CYLINDRICAL RING GAUGES | HT30_Metrology_SpaceList_Vendor Sales (in TOT17AKF
SX-7109 | VERMONT GAGE | .5050 | CYLINDRICAL RING GAUGES | HT30_Metrology_SpaceList_Vendor Sales (in TOT17AKF
SX-7111 | VERMONT GAGE | .6600 | CYLINDRICAL RING GAUGES | HT30_Metrology_SpaceList_Vendor Sales (in TOT17AKF
SX-7114 | VERMONT GAGE | .6600 | CYLINDRICAL RING GAUGES | HT30_Metrology_SpaceList_Vendor Sales (in TOT17AKF
SX-7117 | VERMONT GAGE | .7550 | CYLINDRICAL RING GAUGES | HT30_Metrology_SpaceList_Vendor Sales (in TOT17AKF
SX-7118 | VERMONT GAGE | .7550 | CYLINDRICAL RING GAUGES | HT30_Metrology_SpaceList_Vendor Sales (in TOT17AKF
SX-7119 | VERMONT GAGE | .8800 INCH CLASS X | CYLINDRICAL RING GAUGES | HT30_Metrology_SpaceList_Vendor Sales (in TOT17AKF
SX-7120 | VERMONT GAGE | .8800 INCH CLASS X | CYLINDRICAL RING GAUGES | HT30_Metrology_SpaceList_Vendor Sales (in TOT17AKF
SX-7121 | VERMONT GAGE | .8800 | CYLINDRICAL RING GAUGES | HT30_Metrology_SpaceList_Vendor Sales (in TOT17AKF
SX-7135 | VERMONT GAGE | .4370 | CYLINDRICAL RING GAUGES | HT30_Metrology_SpaceList_Vendor Sales (in TOT17AKF
SX-7137 | VERMONT GAGE | .4370 | CYLINDRICAL RING GAUGES | HT30_Metrology_SpaceList_Vendor Sales (in TOT17AKF
SX-7138 | VERMONT GAGE | .4370 INCH CLASS Z | CYLINDRICAL RING GAUGES | HT30_Metrology_SpaceList_Vendor Sales (in TOT17AKF
SX-7154 | PENNOYER DODGE | 3/8-24 UNJF-3A | THREADED RING GAUGES | HT30_Metrology_SpaceList_Vendor Sales (in TOT17AKF
SX-7155 | PENNOYER DODGE | 3/8-24 UNJF-3A LH | THREADED RING GAUGES | HT30_Metrology_SpaceList_Vendor Sales (in TOT17AKF
SX-7156 | PENNOYER DODGE | 3/8-24 UNJF-3A LH | THREADED RING GAUGES | HT30_Metrology_SpaceList_Vendor Sales (in TOT17AKF
SX-7157 | PENNOYER DODGE | 3/8-24 UNJF-3A LH | THREADED RING GAUGES | HT30_Metrology_SpaceList_Vendor Sales (in TOT17AKF
SX-7158 | PENNOYER DODGE | 3/8-24 UNJF-3A LH | THREADED RING GAUGES | HT30_Metrology_SpaceList_Vendor Sales (in TOT17AKF
SX-7159 | PENNOYER DODGE | 3/8-24 UNJF-3A LH | THREADED RING GAUGES | HT30_Metrology_SpaceList_Vendor Sales (in TOT17AKF
SX-7162 | PENNOYER DODGE | 3/8-24 UNJF-3A | THREADED RING GAUGES | HT30_Metrology_SpaceList_Vendor Sales (in TOT17AKF
SX-7163 | PENNOYER DODGE | 3/8-24 UNJF-3A | THREADED RING GAUGES | HT30_Metrology_SpaceList_Vendor Sales (in TOT17AKF
SX-7264 | MCDANIEL | 0-60 PSI | PRESSURE GAUGES | HT30_Metrology_SpaceList_Vendor Sales (in TOT17C4R
SX-7265 | PENNOYER DODGE | 1/2-28 UNJEF-3A | THREADED RING GAUGES | HT30_Metrology_SpaceList_Vendor Sales (in TOT17AKF
SX-7301 | SPACEX | 00059914-003 | FLARE GAUGE GO/NO-GO | HT30_Metrology_SpaceList_Vendor Sales (in TOT17AKF
SX-7310 | VERMONT GAGE | .8800 MASTER | CYLINDRICAL RING GAUGES | HT30_Metrology_SpaceList_Vendor Sales (in TOT17AKF
SX-7311 | VERMONT GAGE | .8800 MASTER | CYLINDRICAL RING GAUGES | HT30_Metrology_SpaceList_Vendor Sales (in TOT17AKF
SX-7312 | VERMONT GAGE | .8800 MASTER | CYLINDRICAL RING GAUGES | HT30_Metrology_SpaceList_Vendor Sales (in TOT17AKF
SX-7313 | VERMONT GAGE | .8800 MASTER | CYLINDRICAL RING GAUGES | HT30_Metrology_SpaceList_Vendor Sales (in TOT17AKF
SX-7314 | VERMONT GAGE | .8800 MASTER | CYLINDRICAL RING GAUGES | HT30_Metrology_SpaceList_Vendor Sales (in TOT17AKF
SX-7349 | VERMONT GAGE | 151104330 | CYLINDRICAL PLUG GAUGES | HT30_Metrology_SpaceList_Vendor Sales (in TOT17AKF
SX-7357 | PENNOYER DODGE | 2 3/4-16 UNS-1A | THREADED RING GAUGES | HT30_Metrology_SpaceList_Vendor Sales (in TOT17AKL
SX-7362 | PENNOYER DODGE | 1 3/4-20 UN-2A | THREADED RING GAUGES | HT30_Metrology_SpaceList_Vendor Sales (in TOT17AKF
SX-7363 | PENNOYER DODGE | 1 3/4-20 UN-2A | THREADED RING GAUGES | HT30_Metrology_SpaceList_Vendor Sales (in TOT17AKF
SX-7463 | ASHCROFT | 0-200 PSI | PRESSURE GAUGES | HT30_Metrology_SpaceList_Vendor Sales (in TOT17C4R
SX-7478 | VERMONT GAGE | .5540 | CYLINDRICAL RING GAUGES | HT30_Metrology_SpaceList_Vendor Sales (in TOT17AKF
SX-7479 | VERMONT GAGE | .5540 | CYLINDRICAL RING GAUGES | HT30_Metrology_SpaceList_Vendor Sales (in TOT17AKF
SX-7480 | VERMONT GAGE | .3220 | CYLINDRICAL RING GAUGES | HT30_Metrology_SpaceList_Vendor Sales (in TOT17AKF
SX-7635 | VERMONT GAGE | 151104330 | CYLINDRICAL PLUG GAUGES | HT30_Metrology_SpaceList_Vendor Sales (in TOT17AKF
SX-7640 | PENNOYER DODGE | 1 3/4-16 UN-2A | THREADED RING GAUGES | HT30_Metrology_SpaceList_Vendor Sales (in TOT17AKF
SX-7641 | PENNOYER DODGE | 2 3/4-16 UNS-1A | THREADED RING GAUGES | HT30_Metrology_SpaceList_Vendor Sales (in TOT17AKF
SX-7674 | DYTRAN | 3053B1 | ACCELEROMETERS | HT30_Metrology_SpaceList_Vendor Sales (in TOT17AFC
SX-7821 | VERMONT GAGE | NOGO | CYLINDRICAL PLUG GAUGES | HT30_Metrology_SpaceList_Vendor Sales (in TOT17AKL
SX-7825 | VERMONT GAGE | NOGO | CYLINDRICAL PLUG GAUGES | HT30_Metrology_SpaceList_Vendor Sales (in TOT17AKL
SX-7848 | VERMONT GAGE | 02620 | CYLINDRICAL RING GAUGES | HT30_Metrology_SpaceList_Vendor Sales (in TOT17AKF
SX-7979 | VERMONT GAGE | .205 .209 | CYLINDRICAL PLUG GAUGES | HT30_Metrology_SpaceList_Vendor Sales (in TOT17AKF
SX-7983 | VERMONT GAGE | .176 .180 | CYLINDRICAL PLUG GAUGES | HT30_Metrology_SpaceList_Vendor Sales (in TOT17AKF
SX-7985 | VERMONT GAGE | .176 GO/.180 NO-GO CLASS ZZ | CYLINDRICAL PLUG GAUGES | HT30_Metrology_SpaceList_Vendor Sales (in TOT17AKF
SX-7986 | VERMONT GAGE | .176 .180 | CYLINDRICAL PLUG GAUGES | HT30_Metrology_SpaceList_Vendor Sales (in TOT17AKF
SX-7987 | VERMONT GAGE | .256 .261 | CYLINDRICAL PLUG GAUGES | HT30_Metrology_SpaceList_Vendor Sales (in TOT17AKF
SX-7988 | VERMONT GAGE | .260 .264 | CYLINDRICAL PLUG GAUGES | HT30_Metrology_SpaceList_Vendor Sales (in TOT17AKF
SX-7989 | VERMONT GAGE | .271 .275 | CYLINDRICAL PLUG GAUGES | HT30_Metrology_SpaceList_Vendor Sales (in TOT17AKF
SX-7993 | CHERRY RIVET HOLE GAGE | .256 .261 | CYLINDRICAL PLUG GAUGES | HT30_Metrology_SpaceList_Vendor Sales (in TOT17AKF
SX-7994 | CHERRY RIVET HOLE GAGE | .256 .261 | CYLINDRICAL PLUG GAUGES | HT30_Metrology_SpaceList_Vendor Sales (in TOT17AKF
SX-7996 | CHERRY RIVET HOLE GAGE | .1279 .1320 | CYLINDRICAL PLUG GAUGES | HT30_Metrology_SpaceList_Vendor Sales (in TOT17AKF
SX-7997 | CHERRY RIVET HOLE GAGE | .1279 .1320 | CYLINDRICAL PLUG GAUGES | HT30_Metrology_SpaceList_Vendor Sales (in TOT17AKF
SX-7998 | CHERRY RIVET HOLE GAGE | .1279 .1320 | CYLINDRICAL PLUG GAUGES | HT30_Metrology_SpaceList_Vendor Sales (in TOT17AKF
SX-8240 | DYTRAN | 3053B1 | ACCELEROMETERS | HT30_Metrology_SpaceList_Vendor Sales (in TOT17AFC
SX-8284 | VERMONT GAGE | .2490, TYP | CYLINDRICAL RING GAUGES | HT30_Metrology_SpaceList_Vendor Sales (in TOT17AKF
SX-8291 | WIKA | 0-3000 PSI | PRESSURE GAUGES | HT30_Metrology_SpaceList_Vendor Sales (in TOT17C4R
SX-8354 | PENNOYER DODGE | 5 1/2-12 UNJ-3A | THREADED RING GAUGES | HT30_Metrology_SpaceList_Vendor Sales (in TOT17AKL
SX-8435 | DYTRAN | 3053B1 | ACCELEROMETERS | HT30_Metrology_SpaceList_Vendor Sales (in TOT17AFC
SX-8436 | DYTRAN | 3053B | ACCELEROMETERS | HT30_Metrology_SpaceList_Vendor Sales (in TOT17AFC
SX-8484 | VERMONT GAGE | GO .2800 | CYLINDRICAL PLUG GAUGES | HT30_Metrology_SpaceList_Vendor Sales (in TOT17AKF
SX-8485 | VERMONT GAGE | GO .2800 | CYLINDRICAL PLUG GAUGES | HT30_Metrology_SpaceList_Vendor Sales (in TOT17AKF
SX-8486 | VERMONT GAGE |  | CYLINDRICAL PLUG GAUGES | HT30_Metrology_SpaceList_Vendor Sales (in TOT17AKF
SX-8487 | VERMONT GAGE | GO .2490 | CYLINDRICAL PLUG GAUGES | HT30_Metrology_SpaceList_Vendor Sales (in TOT17AKF
SX-8488 | VERMONT GAGE | .2490/.2530 INCH, CLASS ZZ | CYLINDRICAL PLUG GAUGES | HT30_Metrology_SpaceList_Vendor Sales (in TOT17AKF
SX-8503 | VERMONT GAGE | T172-800 | CYLINDRICAL PLUG GAUGES | HT30_Metrology_SpaceList_Vendor Sales (in TOT17AKF
SX-8504 | VERMONT GAGE | T172-800 | CYLINDRICAL PLUG GAUGES | HT30_Metrology_SpaceList_Vendor Sales (in TOT17AKF
SX-8505 | VERMONT GAGE | T172-4 | CYLINDRICAL PLUG GAUGES | HT30_Metrology_SpaceList_Vendor Sales (in TOT17AKF
SX-8506 | VERMONT GAGE | T172-4 | CYLINDRICAL PLUG GAUGES | HT30_Metrology_SpaceList_Vendor Sales (in TOT17AKF
SX-8507 | VERMONT GAGE | T172-4 | CYLINDRICAL PLUG GAUGES | HT30_Metrology_SpaceList_Vendor Sales (in TOT17AKF
SX-8509 | VERMONT GAGE | T172-5 | CYLINDRICAL PLUG GAUGES | HT30_Metrology_SpaceList_Vendor Sales (in TOT17AKF
SX-8510 | VERMONT GAGE | T172-5 | CYLINDRICAL PLUG GAUGES | HT30_Metrology_SpaceList_Vendor Sales (in TOT17AKF
SX-8511 | VERMONT GAGE | T172-5 | CYLINDRICAL PLUG GAUGES | HT30_Metrology_SpaceList_Vendor Sales (in TOT17AKF
SX-8512 | VERMONT GAGE | T172-5 | CYLINDRICAL PLUG GAUGES | HT30_Metrology_SpaceList_Vendor Sales (in TOT17AKF
SX-8513 | VERMONT GAGE | T172-6 | CYLINDRICAL PLUG GAUGES | HT30_Metrology_SpaceList_Vendor Sales (in TOT17AKF
SX-8514 | VERMONT GAGE | T172-6 | CYLINDRICAL PLUG GAUGES | HT30_Metrology_SpaceList_Vendor Sales (in TOT17AKF
SX-8515 | VERMONT GAGE | T172-6 | CYLINDRICAL PLUG GAUGES | HT30_Metrology_SpaceList_Vendor Sales (in TOT17AKF
SX-8555 | PENNOYER DODGE | 3/8-24 UNJF-3A B/P L.H. | THREADED RING GAUGES | HT30_Metrology_SpaceList_Vendor Sales (in TOT17AKF
SX-8556 | PENNOYER DODGE | 3/8-24 UNJF-3A B/P L.H. | THREADED RING GAUGES | HT30_Metrology_SpaceList_Vendor Sales (in TOT17AKF
SX-8557 | PENNOYER DODGE | 3/8-24 UNJF-3A B/P | THREADED RING GAUGES | HT30_Metrology_SpaceList_Vendor Sales (in TOT17AKF
SX-8558 | PENNOYER DODGE | 3/8-24 UNJF-3A B/P | THREADED RING GAUGES | HT30_Metrology_SpaceList_Vendor Sales (in TOT17AKF
SX-8564 | VERMONT GAGE | 12-28 UNF-2B | THREADED PLUG GAUGES | HT30_Metrology_SpaceList_Vendor Sales (in TOT17AKF
SX-8639 | MEYER | .546 GO | CYLINDRICAL PLUG GAUGES | HT30_Metrology_SpaceList_Vendor Sales (in TOT17AKL
SX-8640 | MEYER | .593 GO | CYLINDRICAL PLUG GAUGES | HT30_Metrology_SpaceList_Vendor Sales (in TOT17AKL
SX-8641 | MEYER | .593 GO | CYLINDRICAL PLUG GAUGES | HT30_Metrology_SpaceList_Vendor Sales (in TOT17AKL
SX-8642 | MEYER | .546 GO | CYLINDRICAL PLUG GAUGES | HT30_Metrology_SpaceList_Vendor Sales (in TOT17AKL
SX-8668 | MEYER | .421 GO | CYLINDRICAL PLUG GAUGES | HT30_Metrology_SpaceList_Vendor Sales (in TOT17AKF
SX-8670 | MEYER | .421 GO | CYLINDRICAL PLUG GAUGES | HT30_Metrology_SpaceList_Vendor Sales (in TOT17AKL
SX-8733 | STEWARTS | 0-30000 PSI | PRESSURE GAUGES | HT30_Metrology_SpaceList_Vendor Sales (in TOT17C4R
SX-8895 | ENFM | 20-160C/0-75PSI | PRESSURE GAUGES | HT30_Metrology_SpaceList_Vendor Sales (in TOT17C4R
SX-8897 | ENFM | 20-160C/0-75PSI | PRESSURE GAUGES | HT30_Metrology_SpaceList_Vendor Sales (in TOT17C4R
SX-8898 | ENFM | 20-160C/0-75PSI | PRESSURE GAUGES | HT30_Metrology_SpaceList_Vendor Sales (in TOT17C4R
SX-8903 | NOSHOK | 0-30 PSIG | PRESSURE GAUGES | HT30_Metrology_SpaceList_Vendor Sales (in TOT17C4R
SX-9048 | UNKNOWN | 2.405-Z MASTER | CYLINDRICAL RING GAUGES | HT30_Metrology_SpaceList_Vendor Sales (in TOT17AKF
SX-9065 | ENFM | 0-75 PSI | PRESSURE GAUGES | HT30_Metrology_SpaceList_Vendor Sales (in TOT17C4R
SX-9331 | MAHR | .3715 | CYLINDRICAL RING GAUGES | HT30_Metrology_SpaceList_Vendor Sales (in TOT17AKF
SX-9332 | MAHR | .3715 | CYLINDRICAL RING GAUGES | HT30_Metrology_SpaceList_Vendor Sales (in TOT17AKF
SX-9334 | MAHR | .3335 | CYLINDRICAL RING GAUGES | HT30_Metrology_SpaceList_Vendor Sales (in TOT17AKF
SX-9335 | MAHR | .3335 | CYLINDRICAL RING GAUGES | HT30_Metrology_SpaceList_Vendor Sales (in TOT17AKF
SX-9337 | MAHR | .3115 | CYLINDRICAL RING GAUGES | HT30_Metrology_SpaceList_Vendor Sales (in TOT17AKF
SX-9342 | MAHR | .2685 | CYLINDRICAL RING GAUGES | HT30_Metrology_SpaceList_Vendor Sales (in TOT17AKF
SX-9350 | MAHR | .1865 | CYLINDRICAL RING GAUGES | HT30_Metrology_SpaceList_Vendor Sales (in TOT17AKF
SX-9351 | MAHR | .1865 | CYLINDRICAL RING GAUGES | HT30_Metrology_SpaceList_Vendor Sales (in TOT17AKF
SX-9375 | MAHR | .1940 | CYLINDRICAL RING GAUGES | HT30_Metrology_SpaceList_Vendor Sales (in TOT17AKF
SX-9376 | MAHR | .1940 | CYLINDRICAL RING GAUGES | HT30_Metrology_SpaceList_Vendor Sales (in TOT17AKF
SX-9379 | MAHR | .1950 | CYLINDRICAL RING GAUGES | HT30_Metrology_SpaceList_Vendor Sales (in TOT17AKF
SX-9380 | MAHR | .1950 | CYLINDRICAL RING GAUGES | HT30_Metrology_SpaceList_Vendor Sales (in TOT17AKF
SX-9381 | MAHR | .2055 | CYLINDRICAL RING GAUGES | HT30_Metrology_SpaceList_Vendor Sales (in TOT17AKF
SX-9382 | MAHR | .2055 | CYLINDRICAL RING GAUGES | HT30_Metrology_SpaceList_Vendor Sales (in TOT17AKF
SX-9383 | MAHR | .1305 | CYLINDRICAL RING GAUGES | HT30_Metrology_SpaceList_Vendor Sales (in TOT17AKF
SX-9385 | MAHR | .1820 | CYLINDRICAL RING GAUGES | HT30_Metrology_SpaceList_Vendor Sales (in TOT17AKF
SX-9386 | MAHR | .1820 | CYLINDRICAL RING GAUGES | HT30_Metrology_SpaceList_Vendor Sales (in TOT17AKF
SX-9391 | MAHR | .2085 | CYLINDRICAL RING GAUGES | HT30_Metrology_SpaceList_Vendor Sales (in TOT17AKF
SX-9392 | MAHR | .2085 | CYLINDRICAL RING GAUGES | HT30_Metrology_SpaceList_Vendor Sales (in TOT17AKF
SX-9396 | MAHR | .3090 | CYLINDRICAL RING GAUGES | HT30_Metrology_SpaceList_Vendor Sales (in TOT17AKF
SX-9402 | MAHR | .2510 | CYLINDRICAL RING GAUGES | HT30_Metrology_SpaceList_Vendor Sales (in TOT17AKF
SX-9406 | MAHR | .3720 | CYLINDRICAL RING GAUGES | HT30_Metrology_SpaceList_Vendor Sales (in TOT17AKF
SX-9414 | MAHR | .2585 | CYLINDRICAL RING GAUGES | HT30_Metrology_SpaceList_Vendor Sales (in TOT17AKF
SX-9415 | MAHR | .2585 | CYLINDRICAL RING GAUGES | HT30_Metrology_SpaceList_Vendor Sales (in TOT17AKF
SX-9416 | MAHR | .2540 | CYLINDRICAL RING GAUGES | HT30_Metrology_SpaceList_Vendor Sales (in TOT17AKF
SX-9428 | MAHR | .7560 | CYLINDRICAL RING GAUGES | HT30_Metrology_SpaceList_Vendor Sales (in TOT17AKF
SX-9437 | MAHR | .4715 | CYLINDRICAL RING GAUGES | HT30_Metrology_SpaceList_Vendor Sales (in TOT17AKF
SX-9444 | MAHR | .8810 | CYLINDRICAL RING GAUGES | HT30_Metrology_SpaceList_Vendor Sales (in TOT17AKF
SX-9479 | MAHR | .1620 | CYLINDRICAL RING GAUGES | HT30_Metrology_SpaceList_Vendor Sales (in TOT17AKF
SX-9485 | MAHR | .5010 | CYLINDRICAL RING GAUGES | HT30_Metrology_SpaceList_Vendor Sales (in TOT17AKF
SX-9714 | MEYER | MG1-25 | CYLINDRICAL PLUG GAUGES | HT30_Metrology_SpaceList_Vendor Sales (in TOT17AKF
SX-9715 | MEYER | MG2-25 | CYLINDRICAL PLUG GAUGES | HT30_Metrology_SpaceList_Vendor Sales (in TOT17AKF
SX-9837 | STEWARTS | 0-20000 PSI | PRESSURE GAUGES | HT30_Metrology_SpaceList_Vendor Sales (in TOT17C4R
SX-9977 | MCDANIEL | 0-60 PSI | PRESSURE GAUGES | HT30_Metrology_SpaceList_Vendor Sales (in TOT17C4R
TRB745-6P-A1 | GAGEMAKER | 2-0-204-A | THREAD ROLL SET | HT30_Metrology_SpaceList_Vendor Sales (in TOT17AKF
VR-10066 | PRECISION GAGE COMPANY | 4014-560 | SPUR MASTER GAUGE | HT30_Metrology_SpaceList_Vendor Sales (in TOT17AKL
VR-10068 | PRECISION GAGE COMPANY | 19000100-VR-10068 | VARI-ROLL MASTER GAUGE | HT30_Metrology_SpaceList_Vendor Sales (in TOT17AKL
VR-10069 | PRECISION GAGE COMPANY | 19000100-VR-10069 | VARI-ROLL MASTER GAUGE | HT30_Metrology_SpaceList_Vendor Sales (in TOT17AKL
VR-10082-0316 | PRECISION GAGE COMPANY | VARI-ROLL | VARI-ROLL MASTER GAUGE | HT30_Metrology_SpaceList_Vendor Sales (in TOT17AKL
VR-10166 | PRECISION GAGE COMPANY | 20161216-VR-10166 | VARI-ROLL MASTER GAUGE | HT30_Metrology_SpaceList_Vendor Sales (in TOT17AKL
VR-9179 | PRECISION GAGE COMPANY | VARI-ROLL | VARI-ROLL MASTER GAUGE | HT30_Metrology_SpaceList_Vendor Sales (in TOT17AKL
XKT009 | STARRETT | 0.250 | GAUGE BLOCK ACCESSORY | HT30_Metrology_SpaceList_Vendor Sales (in TOT17AKF
XKT010 | STARRETT | 0.250 | GAUGE BLOCK ACCESSORY | HT30_Metrology_SpaceList_Vendor Sales (in TOT17AKL

## Pivot
Row Labels | Count of Equipment Type
PRESSURE GAUGES | 225
CYLINDRICAL PLUG GAUGES | 171
ACCELEROMETERS | 167
CYLINDRICAL RING GAUGES | 163
THREADED RING GAUGES | 140
PRESSURE SENSORS | 72
TORQUE TOOLS | 33
LENGTH SET REFERENCES | 21
STRAIN/BRIDGE INPUT MODULE | 17
ANALOG INPUT MODULE | 16
PRESSURE RELIEF VALVE | 13
SIGNAL CONDITIONERS | 12
SPHERICAL REFERENCES | 10
PI TAPE | 9
BOND AND PULL-FORCE TESTERS | 8
SCRATCH COMPARATOR | 7
MICROPHONE/PREAMP | 6
SPL HEX/PADDLE PLUG GAUGE | 5
VARI-ROLL MASTER GAUGE | 5
VOLTAGE AND CURRENT INPUT MODULE | 5
WEIGHTS AND MASS REFERENCES | 4
THREADED PLUG GAUGES | 4
CONNECTOR GAUGE KIT | 4
INSPECTION FIXTURE | 4
PXI SIGNAL GENERATOR | 4
VIBRATION SENSOR INTERFACE | 4
AMPLIFIERS | 4
ENVIRONMENTAL SENSORS | 3
MICROPHONE | 3
THERMOMETERS | 3
INDICATORS (DIMENSIONAL) | 3
SCALES AND BALANCES | 3
CONTROLLER | 3
TEMPERATURE CONTROLLER | 3
ANEMOMETER | 3
FORCE GAUGES | 3
FIXED FRAME SETMASTER | 3
STEP BLOCK | 2
THICKNESS TESTER | 2
MICROMETERS | 2
RTD/RESISTOR SIMULATION MODULE | 2
DUROMETER | 2
GAUGING DEPTH UCD | 2
LOAD CELL | 2
ACOUSTIC CALIBRATOR | 2
GAUGE BLOCK ACCESSORY | 2
ANALOG OUTPUT MODULE | 2
MISC. PLUG GAUGES | 2
DAQ CARD | 2
COUNTERSINK GAUGE | 2
FORCE SENSOR | 2
CURING MOLD, TCA BUMPERS | 2
CURRENT TRANSDUCER | 2
LOAD CELL INDICATOR | 2
LOAD PIN | 2
MISC. ELECTRICAL INSTRUMENTS | 2
ROOM STATUS MONITOR | 1
ESD DISSIPATION EQUIPMENT | 1
PARTICLE COUNTER | 1
DATALOGGER | 1
LEVEL | 1
MASTER GEAR | 1
TEMPERATURE SENSORS | 1
SETTING FIXTURE | 1
THREAD ROLL SET | 1
SHIM | 1
FEELER GAUGE | 1
CAMERA | 1
ARBOR VALVE SPRING PRESSURE TESTER | 1
SONOPEN | 1
FLARE GAUGE GO/NO-GO | 1
FREQUENCY INPUT MODULE | 1
THEODOLITE | 1
GAS MONITOR | 1
PARTICLE DETECTOR | 1
SPUR MASTER GAUGE | 1
CURRENT SHUNTS | 1
ELECTRONIC LOAD | 1
TORQUE METERS | 1
ENVIRONMENTAL MONITORS | 1
VARI-ROLL COMPOSITE GEAR CHECKER WITH INDICATOR | 1
SURFACE MICROPHONE | 1
PRESSURE TRANSDUCERS | 1
TAPE MEASURE | 1
VOLTAGE INPUT MODULE | 1
NI USB-6363 | 1
WELD GAUGE | 1
TEMPERATURE INPUT MODULE | 1
TEMPERATURE REFERENCES | 1
(blank)
Grand Total | 1234