## Inventory
ITEMNUM | STOREROOM STATUS | DEFAULTBIN | BINNUM | CURBAL | ISSUEUNIT | COMMODITYGROUP | DESCRIPTION
4820123653 | ACTIVE | 99999999 | 01010101 | 1 | EA | MECH | VALVE, NON-ASB, OEM, GENERAL ELECTRIC CO., B700B06H19D-9-C05, WU:GE BFP TURBINES, 153066, 153069, VALVE GEAR, U3&4
4820127662 | ACTIVE | 01010101 | 01010101 | 2 | EA | ELEC/INS | VALVE, SOLENOID, 3-WAY, CS BODY, FNPT, 150 PSI, NON-ASB, PALL PNEUMATIC PRODUCTS, 1209748
4820127399 | ACTIVE | 99999999 | 01010101 | 2 | EA | MECH | VALVE, RELIEF, CHMBR, 150 PSI, NON-ASB, PALL PNEUMATIC PROD, 1124704, WU:PALL PNEU INSTRU AIR DRYER 800DHA & 250DHA, COOLTOWER, U-3
4820127415 | ACTIVE | 01010101 | 01010101 | 3 | EA | MECH | VALVE, 3-WAY, CARTRIDGE, N/C, 5/8", 300 PSI, NON-ASB, PALL PNEUMATIC PROD, 1200337
4820127407 | ACTIVE | 01010101 | 01010101 | 2 | EA | MECH | VALVE, 3-WAY, CARTRIDGE, N/O, 5/8", 300 PSI, NON-ASB, PALL PNEUMATIC PROD, 1200338
5330172726 | ACTIVE | 01010101 | 01010101 | 4 | EA | MECH | GASKET, ADAPTER, NON-ASBESTOS, GARDNER-DENVER CO., 8500763, WU :001 BLOWER
4810125205 | ACTIVE | 01010101 | 01010101 | 1 | EA | MECH | GASKET, PUMP, NON-ASBESTOS, WORTHINGTON PUMP CORP, 31618-10
4730126341 | ACTIVE | 01010102 | 01010102 | 2 | EA | MECH | UNION, PIPE, 1/2" NPS, SA182F11, SCKT WELD, 9000 LB, ANY MFG, BY DESCRP
4730126614 | ACTIVE | 01010102 | 01010102 | 2 | EA | MECH | CAP, PIPE, 1/2" NPS, SW, F11, 1-1/4 CHROME, SA182F11, 9000 LB, ANY MFG, BY DESCRP
4730126564 | ACTIVE | 01010102 | 01010102 | 2 | EA | MECH | CAP, PIPE, 1/2" NPS, SW, F22, 2-1/4 CHROME, SA182F22, 9000 LB, ANY MFG, BY DESCRP, WU: STEAM PIPING, UNIT 4
4730126374 | ACTIVE | 01010102 | 01010102 | 5 | EA | MECH | TEE, PIPE, 2-1/4 CHROME, 1/2", SCKTWLD, 9000 LB, ANY MFG, BY DESCRP
4730126366 | ACTIVE | 01010102 | 01010102 | 2 | EA | MECH | TEE, PIPE, SA182 GR F11, SCKTWLD, 1/2", 9000 LB, ANY MFG, BY DESCRP
4730134907 | ACTIVE | 01010103 | 01010103 | 3 | EA | MECH | TEE, TUBING, CU, SWEAT, 2", NIBCO INC., BY DESCRP
4730134857 | ACTIVE | 01010103 | 01010103 | 8 | EA | MECH | ELBOW, PIPE, CU, 90 DEG, 2", SWEAT ENDS, NIBCO INC., BY DESCRP
4730135128 | ACTIVE | 01010103 | 01010103 | 4 | EA | MECH | ELBOW, TUBE, CU, 45 DEG, 2", SWEAT, NIBCO INC., BY DESCRP
4730134998 | ACTIVE | 01010103 | 01010103 | 2 | EA | MECH | COUPLING, TUBING, CU, SWEAT, 2", NIBCO INC., BY DESCRP, WU: INST. AIR LINES
5330226225 | ACTIVE | 01010104 | 01010104 | 2 | ST | MECH | GASKET, KIT, VALVE, NON-ASBESTOS, FISHER CONTROLS CO, RGASKETX312,(1) 1R2859X0082,(1) 1R286099282,(1) 1R2861X0082,(1) 1R2862X0112
0000000287 | ACTIVE | 01010105 | 01010105 | 10 | EA | MECH | NOZZLE, SPRAY, 1/2"MNPT, W/.344" ORIF., BRS, H1/2U-80200, VEE JET, UCC, 403044-7, WU: #2 PADDLE MIXER SPROCKET UNLOADER HOUSE.
0100006994 | ACTIVE | 01010105 | 01010105 | 1 | EA | MECH | O-RING, COVER, GASKET, ALLEN-SHERMAN-HOFF, MDL SP235363, SP235363P1, WU: U-1&4 HP RECIRC PUMP STRAINER
5330228494 | ACTIVE | 01010105 | 01010105 | 3 | EA | MECH | O-RING, 435, 5-3/4"ID X 1/4", VITON, EKATO CORP., 10001743, WU: LIMESTONE
5330200188 | ACTIVE | 01010105 | 01010105 | 4 | EA | MECH | GASKET, PUMP, 1/2", 300/400/600 LB, 316 SS, NON-ASBESTOS, FLEXITALLIC GASKET CO. IN, BY DESCRP
0100000019 | ACTIVE | 33333333 | 01010106 | 1 | EA | MECH | DISC, DRIVING, EKATO CORP, DWG #255-10041588-00 POSITION #3530, WU:LIMESTONE, ABSORBER, SIDE-MOUNTED AGITATORS
0100006890 | ACTIVE | 01010106 | 01010106 | 1 | KT | MECH | HARDWARE, SHAFT END KIT, 60MM, CONSIST OF (1 EA) BOLT, RUBBER LOCK WASHER, CASTELLATED NUT, EKATO, 20308827, WU: LIMESTONE, ON SHAFT 4320091046
5330190132 | ACTIVE | 01010106 | 01010106 | 6 | EA | MECH | GASKET, VALVE, SPIRAL WOUND, 12",150#, 316 SS/CERAMIC, NON-ASBESTOS, THE ANCHOR PACKING CO, 659
5330228460 | ACTIVE | 01010106 | 01010106 | 4 | EA | MECH | GASKET, NON-ASBESTOS, EKATO CORP, 10019208, WU:LIMESTONE
3439002530 | ACTIVE | 01010107 | 01010107 | 80 | LB | TOOL | ELECTRODE, WELDING, ROD HELIARC, 3/32"DIA, 36" LONG, ER316/316L, MILL TEST REPORT REQ'D, 15EA = 1LB, ANY MFG, BY DESCRP, INSPECTION REQ'D
6630325675 | ACTIVE | 01010108 | 01010108 | 1 | EA | ELEC/INS | CELL, LOAD, MERRICK WEIGH FEEDERS, N39188-19, WU:WEIGHT FEEDERS, LIMESTONE
5999287633 | ACTIVE | 99999999 | 01010108 | 1 | EA | ELEC/INS | BOARD, PRINTED CIRCUIT, QED, MERRICK WEIGH FEEDERS, M20281-1A, WU:WEIGHT FEEDERS, LIMESTONE
3110074147 | ACTIVE | 01010108 | 01010108 | 1 | EA | ELEC/INS | DETECTOR, TEMPERATURE, RESISTANCE, 0.25000"OD, RTD/100 OHM, 3 WIRE, HIBON INC, S653PD120Z36, WU: TYPE 600 BLOWER, LIMESTONE
4820121806 | ACTIVE | 01010108 | 01010108 | 2 | EA | MECH | VALVE, GLOBE, 3/4", CS BODY, SCKTWLD, 1-WAY, CL800, 2000 PSI, NON-ASB, ASME/ANSI B16.34, HENRY VOGT, SW12141, WU:WATER LINES, PLANT WIDE
4810137457 | ACTIVE | 01010108 | 01010108 | 2 | EA | MECH | LINER, GUIDE, PLAST/TEFLON, 150 LB, 0.56"STEM, VALTEK INC, 095846.927.000, WU:LIMESTONE
5930232201 | ACTIVE | 01010109 | 01010109 | 2 | EA | ELEC/INS | SWITCH, TEMPERATURE, 5", 375-450 DEG F, BURLING INST CO., 745-000770.000
5310162820 | ACTIVE | 33333333 | 01010109 | 7 | EA | MECH | NUT, BLOW DOWN VALVE, UPPER HEAD, GENERAL ELECTRIC, U614X000P0214, WU: GE TURBINE, U-1,3,4
4730111137 | ACTIVE | 01010110 | 01010110 | 8 | EA | MECH | NIPPLE, PIPE, FORGED STEEL, 1-1/2" X 12", THDED NPT, SCH 80, SA106B, ANY MFG BY DESCRP
4730110576 | ACTIVE | 01010110 | 01010110 | 8 | EA | MECH | NIPPLE, PIPE, FORGED STEEL,1-1/2" X 4", THDED NPT, SCH 80, SA106B, ANY MFG BY DESCRP
4730110261 | ACTIVE | 01010110 | 01010110 | 7 | EA | MECH | NIPPLE, PIPE, FORGED STEEL, 1-1/2" X 3-1/2", THDED NPT, SCH 80, SA106B, ANY MFG BY DESCRP
4730118934 | ACTIVE | 01010110 | 01010110 | 3 | EA | MECH | NIPPLE, PIPE, FORGED STEEL, 1-1/2" X 2" THDED NPT, SCH 80, SA106B, ANY MFG BY DESCRPT
4730106434 | ACTIVE | 01010110 | 01010110 | 8 | EA | MECH | NIPPLE, PIPE, FORGED STEEL, 1-1/2" X 3", THDED NPT, SCH 80, SA106B, ANY MFG BY DESCRP
4730107564 | ACTIVE | 01010110 | 01010110 | 6 | EA | MECH | NIPPLE, PIPE, FORGED STEEL, 1-1/2" X 2-1/2", THDED NPT, SCH 80, SA106B, ANY MFG BY DESCRP
4730114313 | ACTIVE | 01010111 | 01010111 | 9 | EA | MECH | ELBOW, PIPE, STREET, SA105, 90 DEG, NPS 1/2", 3000 LB, THDED FNPT X MNPT, ANY MFG BY DESCRP
4730118744 | ACTIVE | 01010111 | 01010111 | 3 | EA | MECH | ELBOW, PIPE, SA105, 45 DEG, NPS, 1/2", 3000 LB, THDED, ANY MFG BY DESCRP
4730103936 | ACTIVE | 01010111 | 01010111 | 17 | EA | MECH | ELBOW, PIPE, SA105, 90 DEG, NPS, 1/2", 3000 LB, THDED, ANY MFG BY DESCRP
4730117860 | ACTIVE | 01010111 | 01010111 | 30 | EA | MECH | CAP, PIPE, 1/2" FNPT, FS, SA105, 3000 LB, ANY MFG, BY DESCRP
4730106210 | ACTIVE | 01010111 | 01010111 | 4 | EA | MECH | COUPLING, PIPE, FS, SA105, THDED, NPS 1/2", 3000#, ANY MFG, BY DESCRP
3439001276 | ACTIVE | 01010116 | 01010116 | 3 | EA | TOOL | IGNITOR, GAS, STRIKER, 3-FLINT, GEORGE C FULLER, 4501B
3439000948 | ACTIVE | 01010116 | 01010116 | 25 | EA | TOOL | FLINT, IGNITOR, (1EA = 1PKG OF 4), 3-WAY, GEORGE C. FULLER MFG, 4501
5930232383 | ACTIVE | 33333333 | 01010117 | 2 | EA | ELEC/INS | SWITCH, LIMIT, 120/240/480/600 V, 3/1.5/0.75/0.6 A, 2 NO 2 NC, ALLEN BRADLEY, 801 NX7
5950247899 | ACTIVE | 99999999 | 01010117 | 1 | EA | ELEC/INS | TRANSFORMER, SWITCHGEAR, 5 kVA, GENERAL ELECTRIC CO., JVM3PT-643X94
6685363688 | ACTIVE | 01010118 | 01010118 | 1 | EA | ELEC/INS | GAUGE, PRESSURE, 4-1/2", 1/4"MNPT, BTM, 0-60 PSIG, 3 D INSTRUMENTS, 25504-22B71, WU:WW SO2, U-3&4, NO FLANGE KIT AVAILABLE
6640002264 | ACTIVE | 01010119 | 01010119 | 27 | BT | MECH | BOTTLE, SAMPLE/CHEMICAL, 125 ML, POLY, TRANSLUCENT, 12EA/PK, VWR , 16125-049
9320000111 | ACTIVE | 01010119 | 01010119 | 6 | EA | CHEM | SEALANT/ADHESIVE, THREAD, 1/4" TEFLON TAPE, STRIP-TEEZE, SWAGELOK-CRAWFORD FITTING, MS-STR-4
6150302542 | ACTIVE | 01010122 | 01010122 | 17 | EA | TOOL | CORD, EXTENSION, ELEC, ROUND, 10FT, ORANGE, 16 AWG, 3 CONDUCTOR, 13A, 125V, 1625W, NEMA 5-15, CABLE CO, 2304SW8803
6210002553 | ACTIVE | 01010122 | 01010122 | 88 | EA | ELEC/INS | LAMP, INCANDESCENT, ROUGH SVC, 75 W, 120 V, MED, A-19, INSIDE FROSTED, 750 LM, 1000 HR, GE, 75A19/RS, (24/CTN)
4730126606 | ACTIVE | 01010201 | 01010201 | 1 | EA | MECH | CAP, PIPE, 3/4" NPS, SW, F11, 1-1/4 CHROME, SA182F11, 9000 LB, ANY MFG, BY DESCRP
5330228585 | ACTIVE | 01010202 | 01010202 | 2 | ST | MECH | PACKING, STEM, 3/4"ID X 1-3/8"OD X 5/16"W, CARBON, (2 PCS= 1 SET,W/2 O'RINGS), NON-ASB, FUJIKIN OF AMERICA, INC., C150-7-8-14-15, WU: LIMESTONE
5330219469 | ACTIVE | 01010202 | 01010202 | 3 | EA | MECH | PACKING, KIT, NON-ASB, PALL-TRINITY MICRO CO,120-7278, WU:PALL-TRINITY AIRDRYER MDL 800DHA, S/N82-6H-J0634-1,2,3, U-3&4
5330223545 | ACTIVE | 33333333 | 01010202 | 24 | EA | MECH | O-RING, 436, 5-7/8"ID X 1/4", SILICON, PALL PNEUMATIC PROD, 1201217, WU:PALL PNEUAMTIC INSTR AIRDRYER, U1,2,3,4 & 250DHA, COOLTOWER, U-3
5330228577 | ACTIVE | 01010202 | 01010202 | 2 | ST | MECH | PACKING, RING, 3"ID X 3-1/2"OD X 1/4"W, (2) TEFLON PCS & (1) O'RING, NON-ASB, FUJIKIN/AMERICA, C150-10-13, WU: LIMESTONE
6680340541 | ACTIVE | 01010203 | 01010203 | 2 | EA | ELEC/INS | REGULATOR, FLOW, ANY MFG, BY DESCRP
0000000344 | ACTIVE | 33333333 | 01010205 | 1 | EA | MECH | IMPELLER, ULTRACHROME 27% CR, WARMAN, D3147BFA05, WU: FILTER FEED PUMP LIMESTONE, 5VCG BACK VANES FILLED
5130000739 | ACTIVE | 01010206 | 01010206 | 1 | EA | TOOL | WHEEL, WIRE, TWISTED, SS, 3-1/4" X 3/8" ARBOR, 0.014" WIRE, MILWAUKEE BRUSH MFG. CO., 0240
5130000093 | ACTIVE | 01010206 | 01010206 | 3 | EA | TOOL | WHEEL, BRUSH, 3" WITH 3/8" ARBOR, TWISTED KNOT, 0.020" WIRE, WEILER BRUSH CO, 08024
5130000358 | ACTIVE | 01010206 | 01010206 | 33 | EA | TOOL | WHEEL, WIRE, TWISTED, 4" X 1/2"-3/8" ARBOR, 0.020" WIRE, MILWAUKEE BRUSH MFG, 02032
5130000085 | ACTIVE | 01010206 | 01010206 | 13 | EA | TOOL | WHEEL, WIRE, CRIMPED, 2" DIA X 3/8" ARBOR, 0.01118", WEILER BRUSH, 15-463
5130000556 | ACTIVE | 01010206 | 01010206 | 6 | EA | TOOL | WHEEL, WIRE, MINTR, 3/4" X 1/8" SHAFT, 0.005", (USED ON DREMEL MOTOR TOOL), ANY MFG, BY DESCRP
4730104108 | ACTIVE | 01010208 | 01010208 | 1 | EA | MECH | COUPLING, PIPE, 316SS, SA182F316L, SW, NPS 3/8", 3000#, ANY MFG, BY DESCRP
4730103332 | ACTIVE | 01010208 | 01010208 | 11 | EA | MECH | UNION, PIPE, 3/8" NPS, SA182F 316L, SOCKETWELD, 3000 LB, ANY MFG, BY DESCRP
3030054484 | ACTIVE | 33333333 | 01010210 | 11 | EA | MECH | BELT, DRIVE, 0.375"W, 0.313"THK, 106.000" OUTER CIR, NATIONAL, 3V1060, WU:SUPPLY FANS, U-3&4
3030054419 | ACTIVE | 01010210 | 01010210 | 4 | EA | MECH | BELT, DRIVE, V, 0.500"W, 0.281"THK, 28.000" OUTER CIR, NATIONAL PRODUCTS, INC., 4L280
3020052423 | ACTIVE | 33333333 | 01010211 | 1 | EA | MECH | GEAR, PINION, DRIVE, LIMITORQUE VALVE CONTROLS, 60-415-0100-1
5310154231 | ACTIVE | 99999999 | 01010211 | 1 | EA | MECH | NUT, LOCK, LIMITORQUE VALVE CONTROLS, 60-558-0014-1
4810130759 | ACTIVE | 33333333 | 01010211 | 1 | EA | MECH | SHIELD, BNET, TEFLON, RAMCO MFG CO., TFE-2040
4810130734 | ACTIVE | 33333333 | 01010211 | 1 | EA | MECH | SHIELD, BNET, TEFLON, RAMCO MFG CO., TFE-924
4730105865 | ACTIVE | 01010211 | 01010211 | 6 | EA | MECH | CLAMP,PIPE, FLANGE HALF,10",UCC (OEM),170555,WU:UCC ASH HANDLING SYSTEM CONVEYOR PIPING
3990000485 | ACTIVE | 99999999 | 01010213 | 2 | EA | MECH | BLOCK, STOP, BABCOCK & WILCOX, ITEM R, WU:B&W MPS-89 PLUVERIZER, D/N 268111E, PYRITE HOPPERS, U-3&4
5330184168 | ACTIVE | 33333333 | 01010213 | 3 | ST | MECH | PACKING, RING, STEM, 9/16"ID,TEFLON, 450 DEG F, (6 PCS=1 SET), NON-ASB, VALTEK INC, 024238.941.000
5130000010 | ACTIVE | 01010213 | 01010213 | 3 | EA | TOOL | ABRASIVE, WHEEL, CUT OFF, 16"DIA, 5/32", 1", FBRGL, ANY MFG, BY DESCRP
0100001188 | ACTIVE | 99999999 | 01010214 | 23 | EA | TOOL | WHEEL, CUT-OFF, 20" X 5/32" X 1" ARBOR, CARBORUNDUM, GOLD, A24-TBFW, 2,710 RPM, NOELS, 0553950767
5330227900 | ACTIVE | 01010215 | 01010215 | 1 | ST | MECH | PACKING, KIT, NON-ASB, (7) 957290,(2) 957301, FOUR STATES GASKET & RUBB, BY DESCRIP
5330227652 | ACTIVE | 01010215 | 01010215 | 2 | ST | MECH | PACKING, VALVE, CARBON YARN, 1-1/4"ID X 2"OD X 3/8"W, (9 PCS=1 SET), NON-ASB, EDWARD VALVE INC.,957192/957193
0100005751 | ACTIVE | 01010216 | 01010216 | 4 | EA | MECH | FILTER, ICB ELEMENT, 2-1/4"ID, 6-1/4"OD, 18"L, HRDWR 304SS, 0.25" THK SLCN GSKT MTRL, HY-PRO ICB-600503, HT718-00-CRN, WU: UNIT 1 & 4 EHC SYS
3455000103 | ACTIVE | 01010217 | 01010217 | 7 | BX | TOOL | BLADE, CUTTING, SAW/BAND, CS, 18TPI, ROCKWELL MFG, 45268, WU:PORTA-BAND SAW SO2, UNIT 4
5930230551 | ACTIVE | 99999999 | 01010218 | 10 | EA | ELEC/INS | SWITCH, LIMIT, EXPLOSION PROOF, 120/600 V, 10 A, HD, SQUARE D, 9007
4320085436 | ACTIVE | 01010220 | 01010220 | 1 | EA | MECH | IMPELLER, PUMP,9-1/2"DIA,ALLOY 20,WORTHINGTON PUMPS., 960386,WU:SO2 BC WASTE STORAGE,WRTH MOD.D1011, SIZE 4X3X10, S/N Y726259/A, FRAME 3,
4810132318 | ACTIVE | 01010220 | 01010220 | 1 | EA | MECH | ACTUATOR, PNEUMATIC, DBL ACTING, TYCO VALVE, F89U-032DA
0100000004 | ACTIVE | 01010222 | 01010222 | 4 | EA | MECH | JOINT, EXPANSION, STYLE Z151NG, OPEN ARCH, 3" ID X 6" F/F, GUM RUBBER LINED, 150 PSIG, 250 F., FLG, FOUR STATES GASKET, BY DESCRP, LIMESTONE
0000000506 | ACTIVE | 01010222 | 01010222 | 2 | EA | MECH | JOINT, EXPANSION, 6" ID, 6" F/F, EPDM, 150 PSIG, 250 F, FLNGED, GEN RUBBER, 1015 MAXI-JOINT, SINGLE OPEN ARCH; WU:LIMESTONE;(RINGS # 0100006889)
0000000505 | ACTIVE | 01010222 | 01010222 | 2 | EA | MECH | JOINT, EXPANSION, 4" ID, 6" F/F, EPDM, 150 PSIG, 250 F, FLNGED, (W/RINGS) GEN RUBBER CO, STYLE 1015 MAXI-JOINT, SINGLE OPEN ARCH. WU:LIMESTONE
0100006889 | ACTIVE | 01010222 | 01010222 | 1 | ST | MECH | RING, RETAINING, 6", 150LB, CARBON STEEL, (4-HALF RINGS/SET), FOUR STATES GASKET, RNG 4810600; WU: USED ON 0000000506 EXPANSION JOINT
6240313756 | ACTIVE | 33333333 | 01010223 | 2 | EA | ELEC/INS | LAMP, INCANDESCENT, 200 W, 130 V, INSIDE FROSTED, GTE SYLVANIA LARGE LAMP, 200A21/IF/130V
4730102896 | ACTIVE | 01010301 | 01010301 | 4 | EA | MECH | FLANGE, PIPE, 1" NPS, SA105, 150 LB, FLATFACE, THDED, ANY MFG BY DESCRP
4730112481 | ACTIVE | 01010301 | 01010301 | 1 | EA | MECH | FLANGE, PIPE, 1" NPS, SA105, 150 LB, FLAT FACED, SLIP ON, ANY MFG, BY DESCRP
4730128347 | ACTIVE | 01010301 | 01010301 | 1 | EA | MECH | FLANGE, PIPE, BLIND, 1"NPS, SA105, 150 LB, FLAT FACE, ANY MFG BY DESCRP
4730112507 | ACTIVE | 01010301 | 01010301 | 16 | EA | MECH | FLANGE, PIPE, 1" NPS, SA105, 150 LB, XH BORE, RAISED FACE, SOCKETWELD, ANY MFG, BY DESCRP
4730116276 | ACTIVE | 01010301 | 01010301 | 2 | EA | MECH | FLANGE, PIPE, 1" NPS, SA105, 150 LB, RAISED FACE, THDED, ANY MFG BY DESCRP
4730128263 | ACTIVE | 01010301 | 01010301 | 2 | EA | MECH | FLANGE, PIPE, 1" NPS, SA105, 150 LB, RAISED FACE, SLIP ON, ANY MFG BY DESCRP
4730116995 | ACTIVE | 01010301 | 01010301 | 2 | EA | MECH | FLANGE, PIPE, 1" NPS, SA105, 150 LB, XH BORE, FLAT FACE, SOCKETWELD, ANY MFG, BY DESCRP
6850413904 | ACTIVE | 01010302 | 01010302 | 4 | BX | CHEM | CLEANING, KIT, CRT SCREEN, (1) WET CLNR CLOTH, (1) DRY WIPE CLOTH, (40 TWIN PKS/BX), ACCESSTO COMPUTER SUPPLIES, RR1305
4730134915 | ACTIVE | 01010303 | 01010303 | 4 | EA | MECH | TEE, TUBING, CU, SWEAT, 1-1/2", NIBCO INC., BY DESCRP
4730134865 | ACTIVE | 01010303 | 01010303 | 2 | EA | MECH | ELBOW, TUBE, CU, 90 DEG, 1-1/2", SWEAT, NIBCO INC., BY DESCRP
4730134980 | ACTIVE | 01010303 | 01010303 | 11 | EA | MECH | COUPLING, TUBING, CU, SWEAT ENDS, 1-1/2", NIBCO, BY DESCRP, WU: INST. AIR LINES
4730104686 | ACTIVE | 01010304 | 01010304 | 6 | EA | MECH | NIPPLE, PIPE, STAINLESS, 3/8" X 6" THD ONE END / PLAIN ONE END, SCH 80, SA312TP316L SEAMLESS , ANY MFG BY DESCRP
4730113018 | ACTIVE | 01010304 | 01010304 | 6 | EA | MECH | NIPPLE, PIPE, STAINLESS, 3/8" X 6", THDED NPT, SCH 80, SA312TP316L SEAMLESS, ANY MFG BY DESCRP
4730105717 | ACTIVE | 01010304 | 01010304 | 8 | EA | MECH | NIPPLE, PIPE, STAINLESS, 3/8" X 4", THDED NPT, SCH 80, SA312TP316L SMLS, ANY MFG BY DESCRP
4730106418 | ACTIVE | 01010304 | 01010304 | 3 | EA | MECH | NIPPLE, PIPE, STAINLESS, 3/8" X 2", THDED NPT, SCH 80, SA312TP316L SEAMLESS, ANY MFG BY DESCRP
4730105238 | ACTIVE | 01010304 | 01010304 | 10 | EA | MECH | NIPPLE, PIPE, STAINLESS, 3/8" X CLOSE, THDED NPT, SCH 80, SA312TP316L, SMLS, ANY MFG BY DESCRP
5330204891 | ACTIVE | 99999999 | 01010305 | 6 | EA | MECH | O-RING, DE LAVAL TURBINE, 320630
5130000119 | ACTIVE | 01010306 | 01010306 | 5 | EA | TOOL | ABRASIVE, WHEEL, GRIND, 8"DIA, 1", 1", RADIAC ABRASIVE, GC120-108-VD2
5130000721 | ACTIVE | 01010306 | 01010306 | 1 | EA | TOOL | ABRASIVE, WHEEL, GRIND, 6"DIA, 3/4", 1", MED GRIT, RADIAC ABRASIVE, A60-M-V1
4730113547 | ACTIVE | 01010307 | 01010307 | 1 | EA | MECH | FLANGE, PIPE, 6" NPS, SA182F316L, 150 LB, STD BORE, RAISED FACE, SCKTWELD, ANY MFG, BY DESCRP
4730125319 | ACTIVE | 33333333 | 01010309 | 2 | EA | MECH | UNION, PIPE, 1" NPS, SA182F22, SCKT WELD, 9000 LB, ANY MFG, BY DESCRP
5330172114 | ACTIVE | 99999999 | 01010310 | 1 | ST | MECH | SEAL, MECHANICAL, PUMP, 1-3/4"ID, LAPMASTER INT'L, BY DESCRP, WU: WORTH. IGNITR FUEL PMP MDL 4FSA, S/N P-22945/6, INTER SCR PMP U3&4
6150302690 | ACTIVE | 01010311 | 01010311 | 1 | EA | ELEC/INS | CABLE, ASSEMBLY, EXPANDER/RIGHT HAND, 53A009350T, DIAMOND POWER, WU:D-P SOOT BLOWER, MOTOR CONTROL, U-3 & 4
4730111251 | ACTIVE | 01010312 | 01010312 | 17 | EA | MECH | UNION, PIPE, 3/4" NPS, SA105, THDED NPT, 3000 LB, ANY MFG, BY DESCRP
4730110469 | ACTIVE | 01010312 | 01010312 | 9 | EA | MECH | TEE, PIPE, SA105 FS, THDED NPT, 3/4", 3000 LB, ANY MFG, BY DESCRP
4730106236 | ACTIVE | 01010312 | 01010312 | 23 | EA | MECH | COUPLING, PIPE, FS, SA105, THDED, NPS 3/4", 3000#, ANY MFG, BY DESCRP
4240002271 | ACTIVE | 01010313 | 01010313 | 18 | BX | SAFETY | RESPIRATOR, FILTER CARTRIDGE, DUST, MIST, FUMES, HEPA, 0.05 MG/M3, MINE SAFETY APPLIANCE, 815177, WU: TYPE H RESPIRATOR FIT TESTING
5330202655 | ACTIVE | 01010315 | 01010315 | 1 | LB | MECH | PACKING, BULK, 1/8", NON-ASB, ANCHOR PACKING CO, BY DESCRP
5330191387 | ACTIVE | 01010315 | 01010315 | 3 | LB | MECH | PACKING, BULK, 1/2, NON-ASB, CRANE 1340, ANCHOR PACKING CO, BY DESCRP
5310162374 | ACTIVE | 01010316 | 01010316 | 1 | EA | MECH | NUT, TARGET, BRONZE, KENNEDY VALVE MFG. CO., 7
5975271908 | ACTIVE | 01010317 | 01010317 | 3 | EA | ELEC/INS | BOX, ELECTRICAL, OUTLET, 3/4" CEILING MOUNT, HAZLUX, VC-2
4730132182 | ACTIVE | 01010318 | 01010318 | 2 | EA | MECH | COUPLING, PIPE, COMPRESSION, PVC, SLIP-ON, 6" X 10", FLO-CONTROL, 110-60
4730107614 | ACTIVE | 01010318 | 01010318 | 1 | EA | MECH | COUPLING, PIPE, COMPRESSION, 3", PVC, SLIP-ON, FLO-CONTROL, 110-30
4730107952 | ACTIVE | 01010318 | 01010318 | 1 | EA | MECH | COUPLING, PIPE, COMPRESSION, PVC, 4", LASC-TITE COLLAR ON ENDS W/ RUBBER GASKET, CL 200, ANY MFG, BY DESCRP
4730104751 | ACTIVE | 01010318 | 01010318 | 6 | EA | MECH | COUPLING, PIPE, COMPRESSION, 2", PVC, SLIP-ON, W/SCREW TYPE LOCK NUTS ON ENDS, FLO-CONTROL, 110-20
4730119395 | ACTIVE | 01010318 | 01010318 | 1 | EA | MECH | COUPLING, PIPE, COMPRESSION, PVC, SLIP-ON, 1-1/2", FLO-CONTROL, 110-15, WU: REPAIR OF WATER LINES
4730119387 | ACTIVE | 01010318 | 01010318 | 1 | EA | MECH | COUPLING, PIPE, COMPRESSION, 1", PVC, SLIP-ON, FLO-CONTROL, 110-10
8415000127 | ACTIVE | 33333333 | 01010319 | 13 | PR | SAFETY | GLOVES, SAFETY, HEAT RESISTANT-800 DEG, PIGSKIN LEATHER, 13 IN, LIBERTY, 213GL
5330182667 | ACTIVE | 01010321 | 01010321 | 10 | LB | MECH | PACKING, BULK, SQUARE, (5LB/BX) BRAIDED, 3/4", TEFLON INSERTED, -100 TO 600 DEG F, NON-ASB, ANCHOR PACKING, BY DESCRP
5330178459 | ACTIVE | 01010321 | 01010321 | 5 | LB | MECH | PACKING, BULK, WIRE INSERTED, 1/2", NON-ASB, UCC, 40624-7
5120128078 | ACTIVE | 01010322 | 01010322 | 20 | EA | TOOL | GUN, CAULKING, 11 OZ, ANY MFG, BY DESCRP
3030054351 | ACTIVE | 01010324 | 01010324 | 12 | EA | MECH | BELT, DRIVE, V, 0.656"W, 0.438"THK, NATIONAL PROD., B90
4810124521 | ACTIVE | 01010405 | 01010405 | 8 | EA | ELEC/INS | VALVE, SOLENOID, 4-WAY, 1/4", BRS BODY, FNPT, 100-125 PSI, 110/120 V, 20 W, 3/16" ORIFICE, 50/60 HZ, NON-ASB, ASCO, EF8342G1MS
3010048514 | ACTIVE | 01010407 | 01010407 | 1 | EA | MECH | SLEEVE, COUPLING, FLEX, 9E, T.B. WOOD'S SONS CO, 9JE
0100005211 | ACTIVE | 01010407 | 01010407 | 20 | LB | TOOL | ELECTRODE, WELDING, HELIARC ER347, 3/32"DIA, MILL TEST REPORT REQ'D, ANY MFG, BY DESCRP, INSPECTION REQ'D
3439003058 | ACTIVE | 01010407 | 01010407 | 20 | LB | TOOL | ELECTRODE, WELDING, ROD HELIARC, 1/8" DIA, ER347, MILL TEST REPORT REQ'D, ANY MFG, BY DESCRP, INSPECTION REQ'D
5935234087 | ACTIVE | 01010408 | 01010408 | 23 | EA | ELEC/INS | PLUG, ELECTRICAL, ADAPTER, COAX, 125 V, FEM TWISTLOCK X MALE U GROUND, PACIFIC ELECTRICORD CO., 2621
5935234046 | ACTIVE | 01010408 | 01010408 | 7 | EA | ELEC/INS | PLUG, ELECTRICAL, ADAPTER, COAX, 125 V, MALE TWISTLOCK X FEM U GRND, HARVEY HUBBELL, INC, 2129
0100002986 | ACTIVE | 33333333 | 01010410 | 2 | EA | ELEC/INS | BALLAST, LIGHTING, METAL HALIDE, H-39, 120/208/240/277 V, 1.80/1.10/0.90/0.78 A, 175 W, ADVANCED TRANSFORMER, 71A5590-001D
0100002985 | ACTIVE | 01010410 | 01010410 | 1 | EA | ELEC/INS | BALLAST, LIGHTING, METAL HALIDE, H-37, 120/208/240/277/480 V, 2.85/1.60/1.40/1.20 A, 250 W, 60 HZ, ADVANCED TRANSFORMER, 71A575001D
4730104660 | ACTIVE | 01010411 | 01010411 | 10 | EA | MECH | NIPPLE, PIPE, FORGED STEEL, 1-1/2" X CLOSE, THDED NPT, SCH 80, SA106B SMLS, ANY MFG BY DESCRP
4730113216 | ACTIVE | 01010411 | 01010411 | 11 | EA | MECH | NIPPLE, PIPE, FORGED STEEL, 1" X 3", THDED NPT, SCH 80, SA106B, ANY MFG BY DESCRP
4730115195 | ACTIVE | 01010411 | 01010411 | 8 | EA | MECH | NIPPLE, PIPE, FORGED STEEL, 1" X 2-1/2" THDED NPT, SCH 80, SA106B, ANY MFG BY DESCRP
4730114388 | ACTIVE | 01010411 | 01010411 | 17 | EA | MECH | NIPPLE, PIPE, FORGED STEEL, 1" X 2", THDED NPT, SCH 80, SA106B, ANY MFG BY DESCRP
4730114909 | ACTIVE | 01010411 | 01010411 | 50 | EA | MECH | NIPPLE, PIPE, FORGED STEEL, 1" X CLOSE, THDED NPT, SCH 80, SA106B, ANY MFG BY DESCRP
5305145640 | ACTIVE | 01010413 | 01010413 | 100 | EA | MECH | SCREW,TAPPING,SHEET METAL,#12 DIA,2-1/2 IN,HEX,ZINC CHROMATE PLTED STL
5305144411 | ACTIVE | 01010413 | 01010413 | 200 | EA | MECH | SCREW,TAPPING,SHEET METAL,#12 DIA,1-1/2 IN,HEX,ZINC CHROMATE PLTED STL
5305149105 | ACTIVE | 99999999 | 01010413 | 60 | EA | MECH | SCREW, TAPPING, SH MTL, #12 DIA, 3/4"L, H
5305148909 | ACTIVE | 33333333 | 01010413 | 716 | EA | MECH | SCREW, TAPPING, SH MTL, #12 DIA, 3/4"L, ZINC CHROMATE PLTED
5305147570 | ACTIVE | 01010413 | 01010413 | 20 | EA | MECH | SCREW,TAPPING,SHEET METAL,#12 DIA,1/2 IN,HEX,ZINC CHROMATE PLTED STL
3110061482 | ACTIVE | 01010415 | 01010415 | 2 | EA | MECH | BEARING, SPHERICAL, 2.1654"ID, 3.9370"OD, 0.9843"W, SELF-ALIGNING/TAP, SNR CORP, 22211VKB33, WU: ROBINS ENG COAL HNDLNG UNITS 3&4 TRIPPERS, E
8415001778 | ACTIVE | 01010417 | 01010417 | 24 | PR | SAFETY | GLOVES, WORK, LEATHER, SZ-12, XX-LARGE, BLACK TRIM, WELLS LAMONT Y0131-XXL
6640001829 | ACTIVE | 01010418 | 01010418 | 24 | EA | MECH | CONTAINER, LIQUID, CUBITAINER, 1 GL, COLE-PARMER INSTRUMENT CO, 610020
5975264382 | ACTIVE | 01010419 | 01010419 | 2 | EA | ELEC/INS | BODY, CONDUIT, T, 2", AL, THDED, APPLETON, T200A
5975262766 | ACTIVE | 01010419 | 01010419 | 3 | EA | ELEC/INS | BODY, CONDUIT, LB, 2", AL, THDED, KILLARK, OLB-6
5975258988 | ACTIVE | 01010419 | 01010419 | 4 | EA | ELEC/INS | COVER, CONDUIT BODY, 2", ALUM, BLTED, KILLARK, OL-60
5330190496 | ACTIVE | 01010419 | 01010419 | 7 | EA | ELEC/INS | GASKET, COVER/CONDULET, 2", NEOPRENE, NON-ASBESTOS, KILLARK, OL-6-RG
5975265645 | ACTIVE | 01010420 | 01010420 | 2 | EA | ELEC/INS | BODY, CONDUIT, X, 1/2", CI, THDED, CROUSE HINDS, X17
5975260265 | ACTIVE | 01010420 | 01010420 | 2 | EA | ELEC/INS | BODY, CONDUIT, LB, 1/2", CI, THDED, APPLETON, LB-17
5975262493 | ACTIVE | 01010420 | 01010420 | 2 | EA | ELEC/INS | BODY, CONDUIT, C, 1/2", CI, THDED, APPLETON, C17
5330180109 | ACTIVE | 01010420 | 01010420 | 2 | EA | ELEC/INS | GASKET, COVER/CONDULET, 1/2", NEOPRENE, NON-ASBESTOS, APPLETON, GASK571
5975260422 | ACTIVE | 01010420 | 01010420 | 10 | EA | ELEC/INS | COVER, CONDUIT BODY, 1/2", STL, APPLETON, 170
5975265587 | ACTIVE | 01010421 | 01010421 | 2 | EA | ELEC/INS | BODY, CONDUIT, LR, 2", CAST IRON, THREADED, CROUSE HINDS, LR-67
5975257915 | ACTIVE | 01010421 | 01010421 | 2 | EA | ELEC/INS | COVER, CONDUIT BODY, 2", STL, APPLETON, 670
5330193821 | ACTIVE | 01010421 | 01010421 | 6 | EA | ELEC/INS | GASKET, COVER/CONDULET, 2", NEOPRENE, NON-ASBESTOS, CROUSE HINDS, GASK576
5360198823 | ACTIVE | 33333333 | 01010424 | 1 | EA | MECH | SPRING, DISCHARGE END, FIGURE A PC. 4, GENERAL KINEMATICS CORP., 10-01-06-08, WU: GENERAL KINEMATIC VIBRATR FEEDER, MOD ARP 72X8', S/N C2935
5330219337 | ACTIVE | 01010501 | 01010501 | 2 | EA | MECH | GASKET, VALVE, FLEXITALLIC, 1-5/8"ID X 2"OD X 0.175"THK, 633 PSI, ROUND, 304 SS/VERTICARB, NON-ASBESTOS, ANY MFG, BY DESCRP
5330192526 | ACTIVE | 01010501 | 01010501 | 3 | EA | MECH | GASKET, SPIRAL WOUND, 1-1/2"ID X 2-1/4"OD, 600#, ROUND, 316 SS/CERAMIC, NON-ASBESTOS, THE ANCHOR PACKING CO, BY DESCRP
5330176776 | ACTIVE | 01010501 | 01010501 | 3 | EA | MECH | GASKET, SPIRAL WOUND, 1-1/4",150#, 316 SS/CERAMIC, NON-ASBESTOS, THE ANCHOR PACKING CO, BY DESCRP
5330181701 | ACTIVE | 01010501 | 01010501 | 4 | EA | MECH | GASKET, SPIRAL WOUND, VALVE, 1", 300/400/600 LB, 316 SS/CERAMIC, NON-ASBESTOS, THE ANCHOR PACKING CO, 659
5330191502 | ACTIVE | 01010501 | 01010501 | 5 | EA | MECH | GASKET, SPIRAL WOUND, 1", 150#, 316 SS/CERAMIC, NON-ASBESTOS, ANCHOR PACKING CO, 659
5330199034 | ACTIVE | 01010501 | 01010501 | 3 | EA | MECH | GASKET, SPIRAL WOUND, 1-1/4", 300/400/600 LB, 316 SS/CERAMIC, NON-ASBESTOS, THE ANCHOR PACKING CO, BY DESCRP
5330178236 | ACTIVE | 01010502 | 01010502 | 10 | EA | MECH | GASKET, RAISED FACE, 2" X 1/8"THK,150#, TEFLON ENV/TETRA BLU, NON-ASBESTOS, ANY MFG, BY DESCRP
5330178624 | ACTIVE | 01010502 | 01010502 | 2 | EA | MECH | GASKET, RAISED FACE 2" X 1/8 THK, 150# TEFLON ENV/NEOPRENE, NON-ASBESTOS, THE ANCHOR PACKING CO, DESCRP
5330190157 | ACTIVE | 01010502 | 01010502 | 16 | EA | MECH | GASKET, RAISED FACE, 2" X 1/8"THK, 150#, NEOPRENE, NON-ASBESTOS, THE ANCHOR PACKING CO, BY DESCRP
5330213025 | ACTIVE | 01010502 | 01010502 | 5 | EA | MECH | GASKET, RAISED FACE, 2", 300#, ROUND, NEOPRENE, NON-ASBESTOS, ANY MFG, BY DESCRP
5330187864 | ACTIVE | 01010503 | 01010503 | 7 | EA | MECH | GASKET, FULL FACE, 2", 1/8"THK, NEOPRENE/TEFLON ENV, NON-ASBESTOS, THE ANCHOR PACKING CO, BY DESCRP
5330189381 | ACTIVE | 01010503 | 01010503 | 8 | EA | MECH | GASKET, FULL FACE, 2" X 1/8"THK,150#, GARLOCK, NON-ASBESTOS, THE ANCHOR PACKING CO, BY DESCRP
5330173617 | ACTIVE | 01010503 | 01010503 | 4 | EA | MECH | GASKET, RAISED FACE, 2", 1/8"THICK, 150#, NON-ASBESTOS, ANY MFG, BY DESCRP
5330188888 | ACTIVE | 01010503 | 01010503 | 5 | EA | MECH | GASKET, FULL FACE, 2" X 1/16"THK,150#, GARLOCK, NON-ASBESTOS, THE ANCHOR PACKING CO, BY DESCRP
5330195750 | ACTIVE | 01010503 | 01010503 | 5 | EA | MECH | GASKET, FULL FACE, 2", 150 LB, RED RUBBER, NON-ASBESTOS, ANY MFG, BY DESCRP, WU: PLANT WIDE
5330193433 | ACTIVE | 01010503 | 01010503 | 4 | EA | MECH | GASKET, RAISED FACE, 2" X 1/16"THK, TEFLON/TETRA BLU, NON-ASBESTOS, THE ANCHOR PACKING CO, BY DESCRP
5330170902 | ACTIVE | 01010503 | 01010503 | 38 | EA | MECH | GASKET, RAISED FACE, 2" X 1/16"THK,150#, NON-ASBESTOS, RICHARD KLINGER INC., C4400
4820126987 | ACTIVE | 33333333 | 01010504 | 3 | EA | MECH | VALVE, RELIEF, OEM, 1/8", BRS BODY, THD, NON-ASB, B&W, 0352315
6250000558 | ACTIVE | 99999999 | 01010504 | 8 | EA | ELEC/INS | BALLAST, LIGHTING, FLUOR, T-12, 277 V, 40 W, 60 HZ, ADVANCED VALVE DIVISION, V140TP
5133000751 | ACTIVE | 01010504 | 01010504 | 12 | EA | TOOL | BIT, COMBINATION, CNTRSINK, 1/2"X 7/32", 3"L, HIGH SPEED STL, MORSE CUTTING TOOL, 25046
3660000658 | ACTIVE | 99999999 | 01010504 | 20 | EA | ELEC/INS | PLUG, MAGNETIC, B&W, 8004099, WU:PULVERIZERS, DRWG MS 35844-5, U-3&4
5330227835 | ACTIVE | 99999999 | 01010507 | 2 | EA | MECH | SEAL, OIL, INPUT, IHI (ISHIKAWAJIMA HARIMA, 7705207
5330197236 | ACTIVE | 01010507 | 01010507 | 6 | EA | MECH | SEAL, OIL, DANA CORP, INDUSTRIAL POW, SS2107
6685361336 | ACTIVE | 01010508 | 01010508 | 4 | EA | ELEC/INS | THERMOSTAT, CONTROL, ROOM/PNEUM, FAHRENHEIT READING, MCC POWERS CNTRL SYS, 192-202
4730119858 | ACTIVE | 01010509 | 01010509 | 4 | EA | MECH | ELBOW, PIPE, SA105,4 5 DEG, NPS, 1/2", 3000 LB, SOCKET WELD, ANY MFG BY DESCRP
4730112036 | ACTIVE | 01010509 | 01010509 | 10 | EA | MECH | UNION, PIPE, 1/2" NPS, SA105, SOCKETWELD, 3000 LB, ANY MFG, BY DESCRP
4730120021 | ACTIVE | 01010509 | 01010509 | 7 | EA | MECH | TEE, PIPE, SA105 FS, SCKTWELD, 1/2", 3000 LB, ANY MFG, BY DESCRP
4730120088 | ACTIVE | 01010509 | 01010509 | 8 | EA | MECH | ELBOW, PIPE, SA105, 90 DEG, NPS, 1/2", 3000 LB, SOCKET WELD, ANY MFG BY DESCRP
4730119155 | ACTIVE | 01010509 | 01010509 | 4 | EA | MECH | CAP, PIPE, 1/2" NPS, SW, FS, SA105, 3000 LB, ANY MFG, BY DESCRP
4730107515 | ACTIVE | 01010509 | 01010509 | 16 | EA | MECH | COUPLING, PIPE, FS, SA105, SCKTWELD, NPS 1/2", 3000#, ANY MFG, BY DESCRP
3660000138 | ACTIVE | 01010510 | 01010510 | 4 | EA | MECH | PLATE, WEAR, PYRITES PLOW, B&W, 8000116, WU:B&W RADIANT BOILER, MPS-89 PULV, U-3
3660000971 | ACTIVE | 01010510 | 01010510 | 3 | EA | MECH | BLADE, PLOW, PYRITE, B&W, 8000108, WU:MILLS, U-3&4
0100003147 | ACTIVE | 33333333 | 01010511 | 21 | EA | TOOL | ABRASIVE, WHEEL, TIGER FLAP DISC, 7" X 5/8"-11 NUT, 8600 RPM, 80 GRIT, WEILER, 5045
4730117969 | ACTIVE | 01010512 | 01010512 | 6 | EA | MECH | TEE, PIPE, PVC, THDED, 3/4", SCH 80, ANY MFG, BY DESCRP
4730106509 | ACTIVE | 01010512 | 01010512 | 2 | EA | MECH | FITTING, BULKHEAD, 3/4", PVC, THDED, SCH 80, ANY MFG, BY DESCRP
4730114016 | ACTIVE | 01010512 | 01010512 | 11 | EA | MECH | NIPPLE, PIPE, PVC, 3/4" X 6", THDED, ANY MFG BY DESCRP
4730110592 | ACTIVE | 01010512 | 01010512 | 8 | EA | MECH | NIPPLE, PIPE, PVC, 3/4" X 4",THDED, ANY MFG BY DESCRP
4730107259 | ACTIVE | 01010512 | 01010512 | 10 | EA | MECH | NIPPLE, PIPE, PVC, 3/4" X CLOSE,THDED, ANY MFG BY DESCRP
4730109305 | ACTIVE | 33333333 | 01010512 | 5 | EA | MECH | NIPPLE, PIPE, 3/4" X 2", PVC, THDED, ANY MFG BY DESCRP
4730105543 | ACTIVE | 01010513 | 01010513 | 6 | EA | MECH | NIPPLE, PIPE, PVC, 1/2" X 2", THDED, ANY MFG BY DESCRP
4730111533 | ACTIVE | 01010513 | 01010513 | 12 | EA | MECH | NIPPLE, PIPE, PVC, 1/2" X 6",THDED, SCH 80, ANY MFG BY DESCRP
4730108430 | ACTIVE | 01010513 | 01010513 | 1 | EA | MECH | NIPPLE, PIPE, PVC, 1/2" X 4", THDED, ANY MFG BY DESCRP
3990000469 | ACTIVE | 01010514 | 01010514 | 1 | EA | MECH | PLATE, HOUSING END, B&W 8005543
3110073917 | ACTIVE | 01010515 | 01010515 | 2 | EA | MECH | HOUSING, PILLOW BLOCK, SKF IND. INC, FSAF517
3110073933 | ACTIVE | 01010515 | 01010515 | 1 | EA | MECH | HOUSING, PILLOW BLOCK, SKF IND. INC, SAF511
0100002629 | ACTIVE | 99999999 | 01010518 | 158 | PR | SAFETY | GOGGLES, SAFETY, DUST, CLEAR, WITH ELEASTIC STRAP, ANY MFG, AEARO 16617-00000
0100002628 | ACTIVE | 99999999 | 01010519 | 56 | PR | SAFETY | GOGGLES, SAFETY, DUST, CLEAR, FRAME BLACK, TEMPLE ARMS, ANY MFG, AEARO 16615-00000
8020000017 | ACTIVE | 01010521 | 01010521 | 4 | EA | TOOL | FRAME,PAINT ROLLER FRAME AND HANDLE,9 IN
8020000025 | ACTIVE | 01010521 | 01010521 | 2 | EA | TOOL | COVER, PAINT ROLLER, 9", 3/4" NAP, E Z PAINTER CO., 409VTL-90
4730104520 | ACTIVE | 01010601 | 01010601 | 19 | EA | MECH | ELBOW, PIPE, STREET, GALV STL, 90 DEG, 1/4", 40 SCH, THDED FNPT X MNPT, ANY MFG BY DESCRP
4730107721 | ACTIVE | 01010601 | 01010601 | 4 | EA | MECH | ELBOW, PIPE, STREET, GALV STL, 90 DEG, 1/8", 40 SCH, MNPT X FNPT, ANY MFG BY DESCRP
4730107374 | ACTIVE | 01010601 | 01010601 | 4 | EA | MECH | ELBOW, PIPE, GALV STL, 45 DEG, 1/4", 40 SCH, ANY MFG BY DESCRP
4730103043 | ACTIVE | 01010601 | 01010601 | 10 | EA | MECH | ELBOW, PIPE, GALV STEEL, 90 DEG, 1/8", 40 SCH, ANY MFG BY DESCRP
4730107044 | ACTIVE | 01010601 | 01010601 | 2 | EA | MECH | ELBOW, PIPE, GALV STL, 90 DEG, 1/4", 40 SCH, ANY MFG BY DESCRP
4730113158 | ACTIVE | 01010601 | 01010601 | 7 | EA | MECH | COUPLING, PIPE, GALV STL, 3/8",150#, ANY MFG, BY DESCRP
4730106269 | ACTIVE | 01010601 | 01010601 | 5 | EA | MECH | COUPLING, PIPE, GALV STL, 1/4", THDED, 150#, ANY MFG, BY DESCRP
4730116656 | ACTIVE | 01010601 | 01010601 | 4 | EA | MECH | NIPPLE, PIPE, GALV STL,1/8" X CLOSE, SCH 40, ANY MFG BY DESCRP
4730117282 | ACTIVE | 01010601 | 01010601 | 3 | EA | MECH | NIPPLE, PIPE, GALV STL, 1/4" X CLOSE, SCH 40, ANY MFG BY DESCRP
0100005998 | ACTIVE | 01010605 | 01010605 | 1 | EA | ELEC/INS | BREAKER, CIRCUIT, HMCP, MOTOR PROTECTOR, 600 V, 50 A, 3 POLE, EATON CORP, HMCP050K2CA02S22, WU:U1-4 & RIVERSTATION
0100005994 | ACTIVE | 01010605 | 01010605 | 1 | EA | ELEC/INS | BREAKER, CIRCUIT, HFD, 600 V,15 A, 3 POLE, 650KA, EATON CORP HFD3015
0100005997 | ACTIVE | 01010605 | 01010605 | 1 | EA | ELEC/INS | BREAKER, CIRCUIT, HFD, 600 V, 70 A, 3 POLE, 65KA, EATON CORP, HFD3070, WU:U1-4 & RIVERSTATION
0100005995 | ACTIVE | 33333333 | 01010605 | 1 | EA | ELEC/INS | BREAKER, CIRCUIT, HFD, 600 V, 90 A, 3 POLE, 65KA, EATON CORP, HFD3090, WU:U1-4 & RIVERSTATION
0100005992 | ACTIVE | 33333333 | 01010605 | 1 | EA | ELEC/INS | BREAKER, CIRCUIT, HFD, 600 V,100 A, 3 POLE, 65KA, EATON CORP HFD3100
0100005990 | ACTIVE | 33333333 | 01010605 | 1 | EA | ELEC/INS | BREAKER, CIRCUIT, HFD, 600 V, 20 A, 3 POLE, 60 HZ, 65KA, EATON CORP HFD3020, WU:U1-4 & RIVERSTATION
0100005996 | ACTIVE | 33333333 | 01010605 | 1 | EA | ELEC/INS | BREAKER, CIRCUIT, HFD, 600 V, 30 A, 3 POLE, 65KA, EATON CORP, HFD3030, WU: U1-4 & RIVERSTATION
0100005993 | ACTIVE | 33333333 | 01010605 | 1 | EA | ELEC/INS | BREAKER, CIRCUIT, HFD, 600 V, 40 A, 3 POLE, 65KA, EATON CORP, HFD3040, WU:U1-4 & RIVERSTATION
0100005991 | ACTIVE | 33333333 | 01010605 | 1 | EA | ELEC/INS | BREAKER, CIRCUIT, HFD, 600 VAC/250 VDC, 50 A, 3 POLE, 65KA, EATON CORP, HFD3050, WU:U1-4 & RIVERSTATION
4730111129 | ACTIVE | 01010606 | 01010606 | 65 | EA | MECH | CLAMP,HOSE, WORM GEAR,#1, 5/8",BALKAMP, INC.,7051013,WU: AUTOMOTIVE SUPPLIES
4730107929 | ACTIVE | 01010606 | 01010606 | 48 | EA | MECH | CLAMP,HOSE, GATES MFG ONLY,#7,GATES RUBBER CO,32007,WU: ASH SYSTEM, FLY ASH, INSTRUMENT & ELECTRICAL
4730106012 | ACTIVE | 01010606 | 01010606 | 254 | EA | MECH | CLAMP,HOSE, WORM GEAR,#12,11/16"-1-1/4",BALKAMP,705-1012,WU: AUTOMOTIVE SUPPLIES
3030054468 | ACTIVE | 01010607 | 01010607 | 6 | EA | MECH | BELT, DRIVE, 0.656"W, 0.438"THK, 52.000" INNER CIR, 54.800" OUTER CIR, NATIONAL PROD, B52, WU:VENT FANS, U-3,4; U1 BLOWDOWN PUMPS, AIR CON,
3030053742 | ACTIVE | 01010607 | 01010607 | 7 | EA | MECH | BELT, DRIVE, V, 0.500"W, 0.344"THK, 43.000" INNER CIR, 45.300" OUTER CIR, NATIONAL PRODUCTS, INC., A43
3439000401 | ACTIVE | 01010608 | 01010608 | 10 | LB | TOOL | ELECTRODE, WELDING, ROD, 1/8"DIA, 316L SS, E316L-16, MILL TEST REPORT REQ'D, (10# CONT), ANY MFG, BY DESCRP, INSPECTION REQ'D
3439001698 | ACTIVE | 01010608 | 01010608 | 50 | EA | TOOL | ELECTRODE, CUTTING, ROD, 3/8" X 12", COPPERCLAD, BERING SALES INC, 0708-0025
5310156103 | ACTIVE | 33333333 | 01010609 | 75 | EA | MECH | NUT, LOCK, OEM, GENERAL ELECTRIC,182A7017P0002, WU:GE TURBINES 170X650,170X763,170X764, U-1,3,4
5310162895 | ACTIVE | 01010609 | 01010609 | 192 | EA | MECH | NUT,LOCK, 7/8", NYLOCK, 9 TPI, ANY MFG, BY DESCRP
5310160725 | ACTIVE | 01010609 | 01010609 | 9 | EA | MECH | NUT, LOCK, 1/4", NYLOCK, 20 TPI, BERGEMANN USA, INC., BP863013-2500
5310153761 | ACTIVE | 01010609 | 01010609 | 161 | EA | MECH | NUT, LOCK, RESISTS TURNING, 1/2", NYLOC, 13 TPI, ANY MFG, BY DESCRP
3120060318 | ACTIVE | 33333333 | 01010611 | 1 | EA | MECH | BEARING, SLEEVE, (1EA=2HALVES), BYRON JACKSON, 307843-KZ, WU: BYRON JACKSON PUMP, TYP HDB, 14X14X16, S/N 741C-0139, #3 BFP, U-3&4
6145003015 | ACTIVE | 01010612 | 01010612 | 1000 | FT | ELEC/INS | WIRE, ELECTRICAL, INSUL, GREEN, #14 AWG, CU, 1/C, STR, 600 V, BELDEN, 6M140104, (500'/ROLL)
6145002983 | ACTIVE | 01010612 | 01010612 | 1000 | FT | ELEC/INS | WIRE, ELECTRICAL, INSUL, RED, #14 AWG, CU, 1/C, STR, 600 V, XHHW-2, 500'/ROLL, BY DESCRP
6145003007 | ACTIVE | 01010612 | 01010612 | 1000 | FT | ELEC/INS | WIRE, ELECTRICAL, INSUL, BLACK, #14 AWG, CU, 1/C, STR, 600 V, BELDEN, 6M140102, 500'/ROLL
4730112515 | ACTIVE | 33333333 | 01010613 | 1 | EA | MECH | CAP, PIPE, 4", SCKT, PVC, SCH 80, ANY MFG, BY DESCRP
4710100332 | ACTIVE | 01010614 | 01010614 | 10 | EA | MECH | HOSE, FLEXIBLE/METAL, 1-1/4", 50"L, 321SS, MNPT X FNPT, FUGATE, 20-050-511-02-24
5920228466 | ACTIVE | 33333333 | 01010615 | 1 | EA | ELEC/INS | FUSE, 2000, 600VAC/300 VDC, SIEMENS-ALLIS, 71-142-200-007, MERSEN P/N A4BY2000
3030054443 | ACTIVE | 01010616 | 01010616 | 16 | EA | MECH | BELT, DRIVE, 0.500" TOP WIDTH, 0.344"THK, 38.000" INNER CIR, BROWNING MFG., A38, WU: SLY FILTER BAGHOUSE, UNITS 3&4
6240313350 | ACTIVE | 01010617 | 01010617 | 6 | EA | ELEC/INS | LAMP, MERC VAPOR, HID, 250 W, MOGUL, ED-28, DELUXE WH, 10700 LM, 24000 HR, PHILIPS LIGHTING CO, H37KC250DX
5310163059 | ACTIVE | 33333333 | 01010619 | 12 | EA | MECH | WASHER, BELLEVILLE, 2-3/4"OD, SIZE 1-1/2", PVC BABCOCK & WILCOX 0493573
0100002606 | ACTIVE | 01010619 | 01010619 | 8 | EA | MECH | WASHER, BELLEVILLE, 1-1/8", LOAD INDICATING, OEM, BABCOCK & WILCOX, 3022090, WU:U-3&4 STEAM DRUM
5010000171 | ACTIVE | 33333333 | 01010620 | 4 | EA | MECH | FILTER, OIL, 10 MICRON, AMF CUNO / PROCESS EQ, G78C8-1N, WU:40292 1B2 CANNISTER, SECONDARY AIR HEATERS, U-4
6640000573 | ACTIVE | 01010622 | 01010622 | 6 | EA | CHEM | FLASK, VOLTRIC, PYREX/GL, 500 ML, FISHER SCIENTIFIC CO, 10-212-5K, (6EA/PK)
8405000319 | ACTIVE | 01010624 | 01010624 | 50 | EA | SAFETY | COVERALLS, 25/CS, DISPOSABLE, MED, TYVEK, HOOD/BOOTIES, ELASTIC AT WRIST/ANKLE, KAPPLER, PVS414-S/M, WU:ASBESTOS/LEAD ABATEMENT
5305154063 | ACTIVE | 99999999 | 01010702 | 148 | EA | MECH | SCREW, CAP, 1/2" X 4", SCKT/RND, 13 TPI
4730102730 | ACTIVE | 01010703 | 01010703 | 24 | EA | MECH | ELBOW, PIPE, SA105, 90 DEG, NPS, 1/8", 3000 LB, THDED FNPT X MNPT, ANY MFG BY DESCRP
4730118355 | ACTIVE | 01010703 | 01010703 | 11 | EA | MECH | ELBOW, FORGED STEEL, 1/8", 45 DEG, THDED, ANY MFG. BY DESCRP
4730117522 | ACTIVE | 01010703 | 01010703 | 17 | EA | MECH | TEE, PIPE, SA105 FS, THDED NPT, 1/8", 3000 LB, ANY MFG, BY DESCRP
4730119619 | ACTIVE | 01010703 | 01010703 | 8 | EA | MECH | ELBOW, PIPE, SA105, 90 DEG, NPS, 1/8", 3000 LB, THDED, ANY MFG BY DESCRP
4730110345 | ACTIVE | 01010703 | 01010703 | 20 | EA | MECH | COUPLING, PIPE, FS, SA105, THDED, NPS 1/8", 3000#, ANY MFG, BY DESCRP
4730119593 | ACTIVE | 01010703 | 01010703 | 15 | EA | MECH | CAP, PIPE, 1/8" FNPT, FS, SA105, 3000 LB, ANY MFG, BY DESCRP
4730110097 | ACTIVE | 01010703 | 01010703 | 38 | EA | MECH | PLUG, OEM, 1/8", HEX, COPES-VULCAN, CV936221-8200, WU:D-P SOOT BLWR MDL IK-525B & IK-545B, FRONT SUPRT ASSY, U-3&4
5330194381 | ACTIVE | 01010704 | 01010704 | 3 | EA | MECH | GASKET, CASE, NON-ASBESTOS, GOULDS PUMPS INC., 67868-207-5108, WU:GOULDS PUMP MDL 3415, RAW WATER PUMPS 1-5
3230000113 | ACTIVE | 01010705 | 01010705 | 26 | EA | TOOL | BLADE, CUTTING, SAW/CIRC, 7-1/4"DIA, CROSS CUT, BLACK & DECKER, 73-627
3110073313 | ACTIVE | 01010707 | 01010707 | 2 | EA | MECH | BEARING, SPHERICAL, 3.3465"ID, 5.9055"OD, 1.4173"W, SELF-ALIGNING/TAP, SKF INDUSTRIES INC, 22217CCKW33, WU: SYS/PUL
5360203003 | ACTIVE | 01010708 | 01010708 | 12 | EA | MECH | SPRING, DANLY, ITEM G, HI TEMP, (6 REQUIRD/CHANGE), FOLIO 457782, STNLESS STL, B&W, 3030106, WU:B&W MPS-89 PLVRZR, DRWG 268111E, PYRITE HOPR
4810138091 | ACTIVE | 01010709 | 01010709 | 1 | EA | MECH | LINER, VALVE, 6"DIA, NEWCON COMPANY, 6103, WU:LIMESTONE
4810138117 | ACTIVE | 01010709 | 01010709 | 2 | EA | MECH | LINER, VALVE, 8"DIA, NEWCON COMPANY, 8103, WU:LIMESTONE
4810138059 | ACTIVE | 01010709 | 01010709 | 1 | EA | MECH | LINER, VALVE, 3"DIA, NEWCON COMPANY, 3103, WU:LIMESTONE
4810138075 | ACTIVE | 01010709 | 01010709 | 1 | EA | MECH | LINER, VALVE, 4"DIA, NEWCON COMPANY, 4103, WU:LIMESTONE
4810138125 | ACTIVE | 01010709 | 01010709 | 3 | EA | MECH | SEAL, MOLDED, ELASTOMER, 8"ID, NEWCON CO., 8104-MES, LIMESTONE
4810138109 | ACTIVE | 01010709 | 01010709 | 1 | EA | MECH | SEAL, MOLDED, ELASTOMER, 6"ID, NEWCON CO., 6107-MES, LIMESTONE
4810138067 | ACTIVE | 01010709 | 01010709 | 1 | EA | MECH | SEAL, MOLDED, ELASTOMER, 3"ID, ANY MFG, BY DESCRP, WU: NEWCON KNIFE GATE VALVES, LIMESTONE
4810138083 | ACTIVE | 01010709 | 01010709 | 1 | EA | MECH | SEAL, MOLDED, ELASTOMER, 4"ID, NEWCON COMPANY, 4107-MES, LIMESTONE
6150302583 | ACTIVE | 01010710 | 01010710 | 6 | EA | ELEC/INS | TERMINATION, KIT, SINGLE CONDR, 750-1000 MCM, RAYCHEM, HVT-83-SG
5305146598 | ACTIVE | 99999999 | 01010713 | 29 | EA | MECH | SCREW, CAP, 1/2" X 1-1/2", SCKT/RND, 304 SS, 13 TPI, WU:BYRON JACKSON PMP, TYP HDB, 14X14X16, S/N 741C-0139. #3 BFP
5305147687 | ACTIVE | 01010713 | 01010713 | 43 | EA | MECH | SCREW, CAP, 1/2" X 1", SCKT/RND, 304 SS, 13 TPI
5305144726 | ACTIVE | 01010713 | 01010713 | 12 | EA | MECH | SCREW, CAP, 5/8" X 1-3/4", HEX, 316 SS, 11 TPI
6680343354 | ACTIVE | 01010714 | 01010714 | 1 | EA | ELEC/INS | GLASS, GAUGE, 10-1/2"OD, 1/2"THK, PYREX, THE ANCHOR PACKING COMPAN, BY DESCRIPTION
6680345003 | ACTIVE | 01010714 | 01010714 | 1 | EA | MECH | GLASS, SIGHT, BOROSILICATE TEMPERED GLASS, 9-1/4"OD, 1/2"THK, METRON TECHNOLOGY, BY DESCRP
9340000059 | ACTIVE | 01010714 | 01010714 | 2 | EA | MECH | WINDOW, 6-3/4"L, 1/2"THK, GL/PYREX, B&W, 0430315
9340000158 | ACTIVE | 01010714 | 01010714 | 3 | EA | MECH | GLASS, SIGHT, 4" ROUND, 1/4"THK, RND, OWENS CORNING, BY DESCRP
9340000075 | ACTIVE | 01010714 | 01010714 | 8 | EA | MECH | GLASS, PYREX, 4"L, 1/4"THK, B&W, 0430318, WU: PULVERIZER BW89
5365218063 | ACTIVE | 33333333 | 01010715 | 1 | EA | MECH | SHIM, LAMINATED, 6"L, AMERICAN DAVIDSON, 2295C52H01
0100004596 | ACTIVE | 01010716 | 01010716 | 2 | EA | MECH | PUMP, OIL, CENTRIFUGAL, DISCHARGE, OIL FILTRATION SYSTEM, ODP-G495, WU: U3&4 5PM OIL VACUUM DEHYDRATER
0100004603 | ACTIVE | 01010716 | 01010716 | 1 | EA | MECH | PUMP, OIL, CENTRIGUGAL, DISCHARGE, 2 GPM, OIL FILTRATION SYSTEMS, VDPOS2413X6KVW480NRU, WU:U3&4 VACUUM OIL DEHYDRATOR 2GPM
7520000691 | ACTIVE | 33333333 | 01010718 | 42 | EA | TOOL | MARKER, METAL, 1/8"DIA, YELLOW, JOHN P. NISSEN JR. CO., BY DESCRP
7520000899 | ACTIVE | 33333333 | 01010718 | 6 | EA | OFF/JAN | PEN, METAL MARKER, PERMANENT, FINE STNL STL POINT, YELLOW, DYKEM-TEXPEN, 16067
0100002913 | ACTIVE | 01010718 | 01010718 | 23 | EA | TOOL | MARKER, SOLID PAINT, YELLOW, ANY MFG, BY DESCRP
7520000105 | ACTIVE | 33333333 | 01010718 | 8 | EA | TOOL | MARKER, METAL, 5/64"DIA, BLACK, JOHN P. NISSEN JR. CO., BY DESCRP
7520000188 | ACTIVE | 33333333 | 01010718 | 14 | EA | TOOL | MARKER, METAL, 3/16"DIA, WHITE, JOHN P. NISSEN JR. CO., BY DESCRP
0100002914 | ACTIVE | 01010718 | 01010718 | 10 | EA | TOOL | MARKER, PAINT, VALVE ACTION, WHITE, ANY MFG, BY DESCRP
7510434165 | ACTIVE | 01010718 | 01010718 | 26 | EA | TOOL | CRAYON, LUMBER, YEL, MARKAL CO, BY DESCRP
5010000908 | ACTIVE | 01010719 | 01010719 | 8 | EA | MECH | CARTRIDGE, FILTER, AMF CUNO/PROCESS EQUIP, 52535-02-41-0104, WU:TURBINE CNTRL BLOCK FILTERS EHC SYS, IL 1250-3583-D VOL 1 U-2
5010001518 | ACTIVE | 01010719 | 01010719 | 18 | EA | MECH | CARTRIDGE, 5 MICRON, AMF CUNO/PROCESS EQUIP, DCCFB, WU:WEST EH SYS, S/N 13A363101, U-2; U-3&4 START-UP BFP
5330181040 | ACTIVE | 01010721 | 01010721 | 4 | EA | MECH | GASKET, ROUND, 5-1/4"ID X 6-3/4"OD X 1/4"THK, SILICONE, BABCOCK & WILCOX, 8000174, WU 001 B&W PULVERIZER MPS-89, PYRITE HOPPERS
5935235902 | ACTIVE | 33333333 | 01010803 | 5 | EA | ELEC/INS | CONNECTOR, FLEX CONDUIT, 45 DEG, LIQUIDTITE, 3/8"MNPT, (DO NOT SUBSTITUTE), THOMAS & BETTS, 5241
5935235886 | ACTIVE | 33333333 | 01010803 | 4 | EA | ELEC/INS | CONNECTOR, FLEX METAL CONDUIT, 90 DEG, LIQUIDTITE, 3/8" MNPT, STL, NON INSUL,(DO NOT SUB),THOMAS & BETTS CO., 5251, WU: DIESEL ALARM PANEL UNIT 2
5935235894 | ACTIVE | 01010803 | 01010803 | 5 | EA | ELEC/INS | CONNECTOR, FLEX CONDUIT, LIQUIDTITE, 3/8"MNPT, STL, (DO NOT SUBSTITUTE) ,THOMAS & BETTS, 5231
5935236371 | ACTIVE | 01010803 | 01010803 | 10 | EA | ELEC/INS | PLUG, KNOCKOUT, 1", PLASTIC, PUSH PENNY, THOMAS & BETTS, 1472
5935236355 | ACTIVE | 01010803 | 01010803 | 5 | EA | ELEC/INS | PLUG, KNOCKOUT, 1/2", PLASTIC, THOMAS & BETTS CO., 1470
5935236363 | ACTIVE | 01010803 | 01010803 | 10 | EA | ELEC/INS | PLUG, KNOCKOUT, 3/4", PLASTIC, PUSH PENNY, THOMAS & BETTS, 1471
4730119429 | ACTIVE | 33333333 | 01010804 | 38 | EA | MECH | NIPPLE, HOSE, 3/8" X 1/4", HOSE X MNPT, BAND-IT CO., E010
4730128107 | ACTIVE | 01010805 | 01010805 | 5 | EA | MECH | FLANGE, PIPE, THDED, 6" NPS, SA105, 300 LB, RAISED FACE, ANY MFG BY DESCRP
0000001006 | ACTIVE | 33333333 | 01010806 | 2 | EA | MECH | COVER, PLATE/TOP, FRP (FIBERGLASS), W/FOUR C7230G-RH "O" RING GSKTS, KREBS ENGINEERS, 63-PF, WU:LIMESTONE, ABSORBER HYDROCLONES
3439001185 | ACTIVE | 01010807 | 01010807 | 14 | EA | ELEC/INS | LUG, COMPRESSION, WELD CABLE END, 1/2 BOLT, 45 DEG, 1/0 AWG, TWECO PRODUCTS, T-62 / 10-45C
3439000260 | ACTIVE | 01010807 | 01010807 | 7 | EA | TOOL | NOZZLE, TORCH, CUP, SIZE 6, CONELY KELEPPEN ENTERPRIS, 3C6
3439001110 | ACTIVE | 01010807 | 01010807 | 21 | EA | TOOL | NOZZLE, TORCH, CUP/HELIARC, SIZE 4, CONELY KELEPPEN ENTERPRIS, 2A4
3439001136 | ACTIVE | 01010807 | 01010807 | 27 | EA | TOOL | NOZZLE, TORCH, CUP/HELIARC, SIZE 5, CONELY KELEPPEN ENTERPRIS, 2A5
3439000872 | ACTIVE | 01010807 | 01010807 | 22 | EA | MECH | COLLET, BODY, 1/8", CONELY KELEPPEN ENTERPRIS, 3C418
3439000898 | ACTIVE | 01010807 | 01010807 | 50 | EA | MECH | COLLET, 3/32", CONELY KELEPPEN ENTERPRIS, 3C332
3439000070 | ACTIVE | 01010807 | 01010807 | 22 | EA | MECH | COLLET, BODY, 1/8", CONELY KELEPPEN ENTERPRIS, 2C418
3439000146 | ACTIVE | 01010807 | 01010807 | 10 | EA | MECH | COLLET, BODY, 3/32", CONELY KELEPPEN ENTERPRIS, 2C332
3455000160 | ACTIVE | 01010808 | 01010808 | 49 | EA | TOOL | BLADE, CUTTING, 7"X3/32", SAIT 23234, BY DESCRIPTION
3455000202 | ACTIVE | 01010808 | 01010808 | 15 | EA | TOOL | BLADE, CUTTING, MASONRY, 5/8"ID, 7"DIA, 1/8"THK, ALUMINUM OXIDE GRAIN, DEWALT, DWA3502
7530005656 | ACTIVE | 01010809 | 01010809 | 1 | PK | OFF/JAN | FORM, 50/PK, 2103, GATE PASS, MATL, EQUIP, 8-1/2"X 11", NUMBERED TOP RIGHT (RED), 4, WH/YEL/PINK/GOLDEN, RED, PNM GRAPHICS, PNM 2103
4810125767 | ACTIVE | 01010810 | 01010810 | 10 | EA | MECH | YOKE, FEEDER, END, UCC, 40479-4
5310153787 | ACTIVE | 01010810 | 01010810 | 117 | EA | MECH | NUT, LOCK, HEX, 5/16", SS, 18 TPI, UCC, 46283-2, WU:UCC ASH HANDLING SYS, ROTARY UNLOADER
5310156020 | ACTIVE | 01010810 | 01010810 | 58 | EA | MECH | NUT, LOCK, OEM, 5/16", UCC, 46281-2
0000000200 | ACTIVE | 33333333 | 01010812 | 5 | EA | MECH | FILTER,FUEL,CARQUEST,86124
0000000244 | ACTIVE | 33333333 | 01010812 | 5 | EA | MECH | FILTER, COOLANT, CARQUEST, 89071
5325000080 | ACTIVE | 01010813 | 01010813 | 2 | PK | ELEC/INS | TIE,TY-RAP,TY-RAP, 100EA/PK,11.10 IN,NYLON,BLACK,0.14 IN,PANDUIT CORP.,PLT3S-C
3130063195 | ACTIVE | 01010814 | 01010814 | 10 | EA | MECH | BEARING, PILLOW BLOCK, 2 BOLT, 1-1875"ID, 8.25"L, 2.375", CI HOUSING, FAFNIR BEARING, RSAO X 1-3/16
5325000395 | ACTIVE | 01010815 | 01010815 | 7 | PK | ELEC/INS | TIE,TY-RAP,14.20"L, TY-RAP, 100EA/PK,NYLON,BLACK,0.184 IN,THOMAS & BETTS COMPANY,TY528MX
4320076559 | ACTIVE | 01010816 | 01010816 | 1 | EA | MECH | RING, IMPELLER, PNM MACHINE SHOP, SJS-M373, WU:GOULDS PUMP MDL3415, 12 X14-18, RAW WATER PMPS 1-5
6135000120 | ACTIVE | 01010819 | 01010819 | 24 | EA | ELEC/INS | BATTERY, DRY, SIZE D, 1.5 V, RAYOVAC, 813
0100002671 | ACTIVE | 01010902 | 01010902 | 1 | EA | MECH | VALVE, BALL, 3 PC, 1", SCKTWELD, 316SS BODY, 150#, 316SS BALL, W/RTFE SEATS & SEALS, NON-ASB,APOLLO, 86A-205-01, WU:STOCK VLVS
4730110162 | ACTIVE | 01010902 | 01010902 | 3 | EA | MECH | TEE, PIPE, 316 SS, 1/2", FNPT, SWAGELOK SS-8-T
4730113083 | ACTIVE | 01010902 | 01010902 | 2 | EA | MECH | COUPLING, PIPE, 1/2", HEX, 316 SS, FNPT, CAJON CO, SS-8-HCG
4730110386 | ACTIVE | 33333333 | 01010902 | 4 | EA | MECH | UNION, PIPE, N/A, 1/2", 316SS, THDED, 150 LB, ANY MFG, BY DESCRP
4730115344 | ACTIVE | 01010902 | 01010902 | 12 | EA | MECH | ELBOW, PIPE, SA182F304, 90 DEG, NPS 1/2", 3000 LB, THDED, ANY MFG BY DESCRP
4730110634 | ACTIVE | 01010902 | 01010902 | 4 | EA | MECH | TEE, PIPE, 316 SS , 1/2", FNPT, 150 LBS, ANY MFG,BY DESCRP
4730102920 | ACTIVE | 01010902 | 01010902 | 6 | EA | MECH | ELBOW, PIPE, 316 SS, 90 DEG, 1/2", 150 LB, THDED, ANY MFG, BY DESCRP
4730108216 | ACTIVE | 01010902 | 01010902 | 23 | EA | MECH | COUPLING, PIPE, 316SS, SA182F316L, THDED, NPS 1/2", 3000#, ANY MFG, BY DESCRP
4730115310 | ACTIVE | 01010902 | 01010902 | 35 | EA | MECH | PLUG, PIPE, 1/2" MNPT, SS, SA182F316L, HEX, 6000 LB, ANY MFG, BY DESCRP
5010003548 | ACTIVE | 01010906 | 01010906 | 2 | EA | MECH | FILTER, AIR/DRYER/INLET, PALL PNEUMATIC PRODUCTS, 2013574
5010003555 | ACTIVE | 01010906 | 01010906 | 2 | EA | MECH | FILTER, AIR/DRYER, PALL PNEUMATIC PRODUCTS, 2004352, WU:PALL PNEUMATIC INST. AIR DRYER
4810137119 | ACTIVE | 33333333 | 01010907 | 1 | EA | MECH | STEM, VALVE, VENTILATOR, GENERAL ELECTRIC CO., 213B5764P0001
4810129462 | ACTIVE | 33333333 | 01010907 | 1 | EA | MECH | STEM, GENERAL ELECTRIC CO., 174B3274P0001
5945248325 | ACTIVE | 99999999 | 01010907 | 1 | EA | MECH | STEM, LATCHING TRIP, GENERAL ELECTRIC CO., 199A948P0001
5360202682 | ACTIVE | 01010907 | 01010907 | 3 | EA | MECH | SPRING, GENERAL ELECTRIC, 234A1696P0001
3439001458 | ACTIVE | 01010908 | 01010908 | 15 | EA | ELEC/INS | LUG, COMPRESSION, WELD, FEMALE, TWISTLOC, TWECO PRODUCTS, 2AF / 2-A
3439001649 | ACTIVE | 01010908 | 01010908 | 50 | EA | MECH | COLLET, BODY, 3/32", CONELY KELEPPEN ENTERPRIS, 45V26
4240002271 | ACTIVE | 01010313 | 01010909 | 2 | BX | SAFETY | RESPIRATOR, FILTER CARTRIDGE, DUST, MIST, FUMES, HEPA, 0.05 MG/M3, MINE SAFETY APPLIANCE, 815177, WU: TYPE H RESPIRATOR FIT TESTING
6810409851 | ACTIVE | 33333333 | 01010911 | 2 | BX | CHEM | SOLUTION, FILLING, 2 OZ, LIQ, BTL, ORION RESEARCH INC, 150072
3110073909 | ACTIVE | 01010914 | 01010914 | 2 | EA | MECH | HOUSING, PILLOW BLOCK, SKF INDUSTRIES INC, FSAF515
5930228548 | ACTIVE | 01010915 | 01010915 | 1 | EA | ELEC/INS | SWITCH, PRESSURE, DIFFERENTIAL/DUAL CNTRL, 17-7PH SS, 5-160 PSID, DPDT, IMO INDUSTRIES INC., DPD2T-A80SS
5930230239 | ACTIVE | 01010915 | 01010915 | 1 | EA | ELEC/INS | SWITCH, PRESSURE, DUAL CNTRL, 17-7PH SS, 0.50-80 PSIG, IMO IND. INC., D2H-A80SS
5930229298 | ACTIVE | 01010915 | 01010915 | 2 | EA | ELEC/INS | SWITCH,PRESSURE,DUAL CNTRL,17-7PH SS,1.50-150 PSIG,IMO INDUSTRIES INC.,D2H-A150SS
5975262600 | ACTIVE | 01010916 | 01010916 | 2 | EA | ELEC/INS | STATION, PUSHBUTTON, START/STOP, 600 V, 2, SQUARE D. COMPANY, BG-201
5930228407 | ACTIVE | 01010916 | 01010916 | 1 | EA | ELEC/INS | SWITCH, MTR, 120/240/277 V, 25/22 A, 105 DEG F, CHROMALOX, 5813- 7000-001
5330190348 | ACTIVE | 33333333 | 01010920 | 2 | EA | MECH | O-RING, 437, 6"ID X 1/4", VITON, GENERAL ELECTRIC CO., 9443135AB-81-35-B40
3455000012 | ACTIVE | 01010924 | 01010924 | 12 | EA | TOOL | BLADE, CUTTING, SAW/BAND, 1"W, 10'10-1/2"L, 0.035"THK, 14 T, CAPEWELL MFG, BY DESCRP
5315159771 | ACTIVE | 01011001 | 01011001 | 3 | EA | MECH | PIN, GENERAL ELECTRIC, 271A8257P0101, WU:GE TRBN 170X763, 170X764, SEQ 7221, CNTRL VALVE CROSSHD VLV 1&4, U3&4
2825004670 | ACTIVE | 01011001 | 01011001 | 2 | EA | MECH | PIN, GENERAL ELECTRIC, 09184668P0006, WU:GE TURB, HYDR SEAL CASING INSUL, INNER/OUTER COLLECTOR END, U-3&4
5315159599 | ACTIVE | 01011001 | 01011001 | 2 | EA | MECH | PIN, GENERAL ELECTRIC COMPANY, 09184668P0008
5315157338 | ACTIVE | 01011005 | 01011005 | 46 | EA | MECH | PIN, COTTER, 1/8" DIA X 2-1/2" L, STAINLESS STEEL, ANY MFG. BY DESCRP
5315157833 | ACTIVE | 01011005 | 01011005 | 26 | EA | MECH | PIN, COTTER, 1/8" DIA X 2" L, ZINC CHROMATE PLATED, ANY MFG, BY DESCRP
5315157684 | ACTIVE | 01011005 | 01011005 | 38 | EA | MECH | PIN, COTTER, 1/8" DIA X 3" L, ZINC CHROMATE PLATED, ANY MFG BY DESCRP
5315157478 | ACTIVE | 01011005 | 01011005 | 62 | EA | MECH | PIN, COTTER, 3/32" DIA X 2-1/2" L, ZINC CHROMATE PLATED, ANY MFG, BY DESCRP
5315155670 | ACTIVE | 01011005 | 01011005 | 61 | EA | MECH | PIN, COTTER , 3/32" DIA X 2" L, ZINC CHROMATE PLATED, ANY MFG, BY DESCRP, (100/BOX)
5315157643 | ACTIVE | 01011005 | 01011005 | 100 | EA | MECH | PIN, COTTER, 1/16" DIA X 2" L, ZINC CHROMATE PLATED, ANY MFG BY DESCRP
5315156736 | ACTIVE | 99999999 | 01011005 | 9 | EA | MECH | PIN, COTTER, 3/32" DIA X 1" L, ZINC CHROMATE PLATED, ANY MFG, BY DESCRP
5315157148 | ACTIVE | 99999999 | 01011005 | 92 | EA | MECH | PIN, COTTER, 1/16" DIA X 1" L, ZINC CHROMATE PLATED, ANY MFG, BY DESCRP
3439002381 | ACTIVE | 01011007 | 01011007 | 34 | LB | TOOL | ELECTRODE, ROD, 3/32"DIA, CAST IRON ALLOY/NICKEL, 2240, ROCKMOUNT RESEARCH, 2313
5920232161 | ACTIVE | 01011008 | 01011008 | 1 | EA | ELEC/INS | BLOCK, FUSE, PULL-OUT, 250 AC/DC V, 30 A, 2 POLE, GENERAL ELECTRIC, 0132A1578001
5920227385 | ACTIVE | 01011008 | 01011008 | 3 | EA | ELEC/INS | BLOCK, FUSE, SINGLE CRTG, 250 V, 1/10 TO 30 A, 1POLE, BUSSMAN MFG. CO., 2601
5920228110 | ACTIVE | 01011008 | 01011008 | 4 | EA | ELEC/INS | BLOCK, FUSE, DBL CRTG, 250 V, 1/10 TO 30 A, 2 POLE, BUSSMAN MFG. CO., 2604
5920232740 | ACTIVE | 01011008 | 01011008 | 1 | EA | ELEC/INS | BLOCK, FUSE, GENERAL ELECTRIC DISTRIBU, CCS#20322, LIMESTONE
5920232062 | ACTIVE | 33333333 | 01011008 | 8 | EA | ELEC/INS | BLOCK, FUSE, 3 POLE, MOLDED PHENOLIC BASE, SIDE BARRIER & SCREW TERMINALS, 600V-30A GOULD, 30313
5920226437 | ACTIVE | 01011008 | 01011008 | 8 | EA | ELEC/INS | HOLDER, FUSE, QUICK CONNECT, PAN MNT, 15 A, 250 V, BUSSMAN MFG. CO., HKP
5920227468 | ACTIVE | 01011008 | 01011008 | 12 | EA | ELEC/INS | BLOCK, DBL CRTG, 600 V, 30 A, 1-5/8"W, 2 POLE, BUSSMAN MFG. CO., BM6032SQ
5920228391 | ACTIVE | 01011008 | 01011008 | 10 | EA | ELEC/INS | HOLDER, FUSE, IN-LINE, 20 A, 32 V, BUSSMAN MFG. CO., HHJAR
5920232054 | ACTIVE | 01011008 | 01011008 | 28 | EA | ELEC/INS | BLOCK, FUSE, 600 V, 30 A,1POLE, MOLDED PHENOLIC BASE, SIDE BARRIER & SCREW TERMINALS, BUSSMAN MFG. CO., 2807
3020052928 | ACTIVE | 01011009 | 01011009 | 10 | FT | TOOL | CHAIN, DRIVE, ROLLER/COTTERED, 10'L, 1-1/2", REXNORD, CA 120
5305144692 | ACTIVE | 99999999 | 01011011 | 35 | EA | MECH | SCREW, CAP, 1/2" X 3-1/2", HEX, 316 SS, 13 TPI
5305143702 | ACTIVE | 99999999 | 01011011 | 28 | EA | MECH | SCREW, CAP, HEX, 1/2" X 5-1/2", HEX, 316 SS, 13 TPI
5305144239 | ACTIVE | 99999999 | 01011011 | 20 | EA | MECH | SCREW, CAP, 1/2" X 4-1/2", HEX, 316 SS, 13 TPI
5305147430 | ACTIVE | 99999999 | 01011011 | 84 | EA | MECH | SCREW, CAP, 1/2" X 5", HEX, 316 SS, 13 TPI
5305145137 | ACTIVE | 99999999 | 01011011 | 32 | EA | MECH | SCREW, CAP, 1/2 X 4", HEX, 316 SS, 13 TPI
4710098403 | ACTIVE | 01011013 | 01011013 | 100 | FT | MECH | TUBING, REFRIGERATION, 3/8", SOFT CU, THE ANCHOR PACKING CO., BY DESCRP
4710099054 | ACTIVE | 01011013 | 01011013 | 400 | FT | MECH | TUBING, REFRIGERATION, 1/4", SOFT CU, ANY MFG, BY DESCRP
4710100217 | ACTIVE | 01011013 | 01011013 | 36 | FT | MECH | TUBING, REFRIGERATION, 1/8", SOFT CU, ANCHOR PACKING, BY DESCRP
5330202267 | ACTIVE | 33333333 | 01011015 | 10 | ST | MECH | PACKING, RING, 15/16"ID X 2-15/16"OD X 0.537"W, (6 PCS=1 SET), NON-ASB, YARWAY, 965920-15
5330202275 | ACTIVE | 33333333 | 01011015 | 8 | ST | MECH | PACKING, RING, .938 X 2.063, (5 PCS=1 SET), NON-ASB, YARWAY, 965920-13
5330187773 | ACTIVE | 33333333 | 01011015 | 10 | ST | MECH | PACKING, PREFORMED, 5/8"ID X 1-1/4"OD X 1/4"W, (5 PCS=1 SET), PETRO-GRAPHITE, 5500 SERIES, (FOR 1/2" & 3/4" VALVE), NON-ASB, YARWAY, 965920-11
4460000062 | ACTIVE | 01011022 | 01011022 | 10 | EA | MECH | BOOT, INSULATING, SPLIT RAPPER SEAL, BABCOCK & WILCOX, BY DESCRP, BOOTS P/N 08661136-V01001, CLAMP P/N 08661146, CLAMP 08661095
0100006667 | ACTIVE | 01011023 | 01011023 | 6 | AS | ELEC/INS | LAMP TUBE, MOUNTING, ASSY, SPX CORP, F8905338/ FH307, 308, 324, 700, 710 FT; WU: ALL UNITS, STACK LIGHTING
9515000710 | ACTIVE | 01011024 | 01011024 | 3 | BX | STRUC | SHIM, STOCK, 12"W, 50"L, 0.020"THK, 302 SS, THE ANCHOR PACKING CO., BY DESCRP
6110294128 | ACTIVE | 01011101 | 01011101 | 6 | EA | ELEC/INS | HEATER, OVERLOAD, ABB POWER T&D CO., FH-31
6110293898 | ACTIVE | 01011101 | 01011101 | 3 | EA | ELEC/INS | HEATER, OVERLOAD, ABB POWER T&D CO., FH-36
6110294102 | ACTIVE | 01011101 | 01011101 | 6 | EA | ELEC/INS | HEATER, OVERLOAD, ABB POWER T&D CO., H-37
6110294961 | ACTIVE | 01011101 | 01011101 | 4 | EA | ELEC/INS | HEATER, OVERLOAD, ABB POWER T&D CO., H-30
6110294268 | ACTIVE | 01011101 | 01011101 | 2 | EA | ELEC/INS | HEATER, OVERLOAD, FH-34, SIEMENS-ALLIS, 25-202-555-034
6110295497 | ACTIVE | 33333333 | 01011102 | 3 | EA | ELEC/INS | HEATER, OVERLOAD, ABB POWER T&D CO., FH-48
6110294284 | ACTIVE | 01011102 | 01011102 | 3 | EA | ELEC/INS | HEATER, OVERLOAD, ABB POWER T&D CO., H-47
6110294623 | ACTIVE | 01011102 | 01011102 | 9 | EA | ELEC/INS | HEATER, OVERLOAD, ABB POWER T&D CO., FH-45
6110294185 | ACTIVE | 01011102 | 01011102 | 3 | EA | ELEC/INS | HEATER, OVERLOAD, ABB POWER T&D CO., H-43
6110294664 | ACTIVE | 01011102 | 01011102 | 6 | EA | ELEC/INS | HEATER, OVERLOAD, ABB POWER T&D CO., H-44
5330224089 | ACTIVE | 01011105 | 01011105 | 1 | ST | MECH | GASKET, KIT, REG, NON-ASBESTOS, FISHER CONTROLS CO, RGASKETX282,(1) 1J5047X0022,(1) 1R1R384404302,(1) 1R3724X0082,(1) 1R384599442,(1) 1R384604302
5330221325 | ACTIVE | 01011105 | 01011105 | 3 | EA | MECH | GASKET, VALVE, NON-ASBESTOS, FISHER CONTROLS CO, 1N2978-99442,2-1/2"
5330217091 | ACTIVE | 01011105 | 01011105 | 4 | ST | MECH | GASKET, KIT, VALVE, NON-ASBESTOS, FISHER CONTROLS CO, RGASKETX162,(1) 16A1936X012,(1) 1R2859X0042,(1) 1R286099442,(1) 1R2862X0062
5330221317 | ACTIVE | 01011105 | 01011105 | 3 | EA | MECH | GASKET, VALVE, NON-ASBESTOS, FISHER CONTROLS CO, 1L1208-99442,2-1/2"
5330219691 | ACTIVE | 01011105 | 01011105 | 4 | ST | MECH | GASKET, KIT, VALVE, NON-ASBESTOS, FISHER CONTROLS CO, RGASKETX332, (1) 1R329799282, (1) 1R3298X0072, (1) 1R3298X0072, (1) 1R3299X0102
5330199166 | ACTIVE | 01011105 | 01011105 | 5 | EA | MECH | GASKET, INSERT/SEAT, NON-ASBESTOS, THE LESLIE CO, A53805-90, WU:LESLIE VALVE CLASS DOS, 2", COLDE 3B5A5PL, SERIAL 726030-1
4240000523 | ACTIVE | 01011107 | 01011107 | 1 | EA | SAFETY | LENS, WELDING, MAGNIFYING, (SPLIT LENS NOT ACCEPTABLE), POLYCARBONATE, 1.25, GREEN DIAMOND, MP2-1.25
4240000929 | ACTIVE | 01011107 | 01011107 | 1 | EA | ELEC/INS | LENS, WELDING, MAGNIFYING, (SPLIT LENS NOT ACCEPTABLE), 2"X4-1/4", GL, 2.50, ANCHOR BRAND, MP-2-2.50
4240000721 | ACTIVE | 01011107 | 01011107 | 8 | EA | SAFETY | LENS, WELDING, MAGNIFYING, PLAST, 0.75, GREEN DIAMOND, MP2-.75
4240000499 | ACTIVE | 33333333 | 01011107 | 5 | EA | SAFETY | LENS, WELDING, MAGNIFYING, 2"W, 4-1/4"L, POLYCARBONATE, 2.00, GREEN DIAMOND, MP-2-2.00
4240000911 | ACTIVE | 01011107 | 01011107 | 8 | EA | ELEC/INS | LENS, WELDING, MAGNIFYING, POLYCARBONATE, 1.50, GREEN DIAMOND, MP2-1.50
4240000903 | ACTIVE | 01011107 | 01011107 | 48 | EA | SAFETY | LENS, WELDING, MAGNIFYING, GL, 1.75, GREEN DIAMOND, MP2-1.75
4240000606 | ACTIVE | 01011107 | 01011107 | 1 | EA | SAFETY | LENS, WELDING, MAGNIFYING, 2"W, 1-1/4"L, POLYCARBONATE, 2.25, GREEN DIAMOND, MP-2-2.25
4240000648 | ACTIVE | 01011107 | 01011107 | 33 | EA | SAFETY | LENS, WELDING, RECT, 11, GREEN DIAMOND, FS-1H11
4240000515 | ACTIVE | 01011107 | 01011107 | 20 | EA | SAFETY | LENS, WELDING, 2"W, 4-1/4"L, 6, GREEN DIAMOND, FS-1H6
4820121509 | ACTIVE | 01011114 | 01011114 | 1 | EA | MECH | VALVE, GATE, 1-1/2", 316SS BODY, SCKTWLD, 150#, CF3M GR, NON-ASB, KITZ VALVE CO., AW150UMM
3030055010 | ACTIVE | 01011117 | 01011117 | 42 | EA | MECH | BELT, DRIVE, V , 0.500"W, 0.344"THK, 28.000"INNER CIR,30.300"OUTER CIR, GATES RUBBER CO, A-28
4810137887 | ACTIVE | 01011122 | 01011122 | 1 | EA | TOOL | HANDLE, 4", BUTTERFLY VALVE, TYPE ISORIA, AMRI, INC., M14DD, WU: LIMESTONE
0100006815 | ACTIVE | 01011122 | 01011122 | 4 | EA | TOOL | HANDLE, KIT (FITS: VALVE, BUTTERFLY, 8", DUCTILE IRON, SS, LUG, KEYSTONE, GRL 8 D11E A1 K B0), KEYSTONE, 382 812 080 401 026
0100004215 | ACTIVE | 01011122 | 01011122 | 1 | EA | TOOL | HANDLE, KIT, FOR 10" AR2 VALVE, TYCO VALVE, 100 LOCK, WU:WILL FIT 10" BUTTERFLY LUG TYPE VALVE STORES 4820120527
5330214205 | ACTIVE | 01011201 | 01011201 | 2 | KT | MECH | O-RING, KIT, GENERAL ELECTRIC COMPANY, 0484L532G0001
5940238420 | ACTIVE | 01011202 | 01011202 | 15 | EA | ELEC/INS | LUG, COMPRESSION, 3/8", 1 HOLE, #2 AWG, CU, BRN, SHORT, 600 V, THOMAS & BETTS, 54143
5940239329 | ACTIVE | 01011202 | 01011202 | 12 | EA | ELEC/INS | LUG, COMPRESSION, 1/4", 1 HOLE, #2 AWG, CU, BRN, SHORT, 600 V, THOMAS & BETTS, 54107
5940239345 | ACTIVE | 01011202 | 01011202 | 22 | EA | ELEC/INS | LUG, COMPRESSION, 5/16", 1 HOLE, #1 AWG, CU, GREEN, 600 V, THOMAS & BETTS, 54147
5940239162 | ACTIVE | 01011202 | 01011202 | 50 | EA | ELEC/INS | LUG, COMPRESSION, 5/16", 1 HOLE, #6 AWG, BLU, SHORT, 600 V, THOMAS & BETTS, 54135
5940238206 | ACTIVE | 01011202 | 01011202 | 47 | EA | ELEC/INS | LUG, COMPRESSION, 1/4", 1 HOLE, #8 AWG, CU, RED, SHORT, 600 V, THOMAS & BETTS, 54130
5940238214 | ACTIVE | 01011202 | 01011202 | 96 | EA | ELEC/INS | LUG, COMPRESSION, #10, 1 HOLE, #8 AWG, CU, RED, SHORT, 600 V, THOMAS & BETTS, 54104
5940239519 | ACTIVE | 01011202 | 01011202 | 81 | EA | ELEC/INS | LUG, COMPRESSION, #10, 1 HOLE, #6 AWG, CU, BLU, 600 V, THOMAS & BETTS, 54134
5940238974 | ACTIVE | 01011202 | 01011202 | 61 | EA | ELEC/INS | LUG, COMPRESSION, 1/4", 1 HOLE, #6 AWG, CU, BLU, SHORT, 600 V, THOMAS & BETTS, 54105
5940238164 | ACTIVE | 01011202 | 01011202 | 30 | EA | ELEC/INS | LUG, COMPRESSION, 1/4", 1 HOLE, #4 AWG, CU, GRAY, SHORT, 600 V, THOMAS & BETTS, 54106
6640000078 | ACTIVE | 01011203 | 01011203 | 5 | EA | TOOL | FORCEPS, FLTR/MEMBRANE, SS, AUTOCLAVABLE, HACH, 2141100
6640001225 | ACTIVE | 01011203 | 01011203 | 2 | EA | TOOL | SCOOP, 3", 8-1/2"OAL, 4-3/4", POLYPROPYLENE, FISHER SCIENTIFIC CO, 14-237-5
6640000318 | ACTIVE | 01011203 | 01011203 | 2 | EA | TOOL | FORCEPS, CURVED, 4-1/2", STL, FISHER SCIENTIFIC COMPANY, 08875
0100000018 | ACTIVE | 99999999 | 01011205 | 4 | EA | ELEC/INS | CHART, PAPER/FOLDED, COOPERHEAT-MQS, 1, 45000302, CHART 0-2000 DEGREES F. WU: COOPERHEAT STRESS RELIEF
5330182162 | ACTIVE | 01011207 | 01011207 | 2 | EA | MECH | GASKET, SPIRAL WOUND, MANHOLE, 16-1/16"ID X 0.175"THK, 2500#, 304 SS/GRAFOIL, NON-ASBESTOS, FLEXITALLIC GASKET CO. IN,TYPE M
5330191627 | ACTIVE | 33333333 | 01011207 | 1 | EA | MECH | GASKET, 14", 300#, 347 SS/VERTICARB-GARLOCK, NON-ASBESTOS, ANY MFG, BY DESCRP
5330176347 | ACTIVE | 01011212 | 01011212 | 30 | EA | MECH | GASKET, STEEL REINFORCED, 10-3/4"ID X 12-3/4" OD,1/4"THK, FOLDED WIWA, NON-ASBESTOS, UCC, 41023-6, WU:UCC ASH HANDLING SYS CONVEYOR
0000000813 | ACTIVE | 01011215 | 01011215 | 1 | EA | ELEC/INS | TRANSMITTER, ELECTRONICS LEVEL, MODEL MULTIRANGER 100, MILLTRONICS, 7ML 50331AA-002A, WU:LIMESTONE
0000000814 | ACTIVE | 01011215 | 01011215 | 1 | EA | ELEC/INS | PROBE,TRANSDUCER,MILLTRONICS,7ML1118-0CA40,MDL:XPS15-10M
0100001391 | ACTIVE | 01011215 | 01011215 | 1 | EA | ELEC/INS | PROBE,PLATINUM,100 OHM,PROD #C513-1,CONAX BUFFALO,RTD43W3-SS25-T11-W8-5.50"
0100006840 | ACTIVE | 01011215 | 01011215 | 4 | EA | ELEC/INS | PROBE, VIBRATION, 3300NSV, .312 SB 4452, BENTLEY, 123616-01, S/N 07J00DTR; WU: U-4 SBAC 1-4 STAGES
6640000169 | ACTIVE | 01011224 | 01011224 | 102 | EA | MECH | BOTTLE, SAMPLE/CHEMICAL, 250ML, (8 OZ), TRANSLUCENT, WIDE, 12EA/PK, VWR 16125-060
5930233324 | ACTIVE | 01011301 | 01011301 | 2 | EA | MECH | BUTTON, KIT, RESET, ABB POWER T&D CO., RSK-B12
5315157940 | ACTIVE | 01011305 | 01011305 | 30 | EA | MECH | PIN, COTTER, 1/4" DIA X 6" L,STEEL, ANY MFG, BY DESCRP
5315156769 | ACTIVE | 01011305 | 01011305 | 32 | EA | MECH | PIN, HAMMERLOCK COTTER, 3/8" DIA, X 4" L, ZINC CHROMATE PLATED, ANY MFG, BY DESCRP
5315156835 | ACTIVE | 99999999 | 01011305 | 2 | EA | MECH | PIN, COTTER, 5/16" DIA X 4" L, ZINC CHROMATE PLATED, ANY MFG, BY DESCRP
5315155423 | ACTIVE | 99999999 | 01011305 | 75 | EA | MECH | PIN, COTTER, 3/8" DIA X 2" L, ZINC CHROMATE PLATED, ANY MFG. BY DESCRP
5315155464 | ACTIVE | 01011305 | 01011305 | 78 | EA | MECH | PIN, COTTER, 3/16" DIA X 2-1/2"L, ZINC CHROMATE PLATED, ANY MFG, BY DESCRP
5315156405 | ACTIVE | 01011305 | 01011305 | 264 | EA | MECH | PIN, COTTER, 1/4" DIA X 2" L, ZINC CHROMATE PLATED, ANY MFG, BY DESCRP
5315157437 | ACTIVE | 33333333 | 01011305 | 18 | EA | MECH | PIN, COTTER, 3/16" DIA X 4" L, ZINC CHROMATE PLATED, ANY MFG, BY DESCRP, 100/BOX
5315157353 | ACTIVE | 01011305 | 01011305 | 12 | EA | MECH | PIN, COTTER, 1/4" DIA X 4" L,ZINC CHROMATE PLATED, ANY MFG. BY DESCRP
5315155316 | ACTIVE | 99999999 | 01011305 | 77 | EA | MECH | PIN, COTTER, 3/16" DIA X 1-1/2" L, ZINC CHROMATE PLATED, ANY MFG, BY DESCRP
5315156629 | ACTIVE | 99999999 | 01011305 | 106 | EA | MECH | PIN, COTTER, 5/16" DIA X 2" L, ZINC CHROMATE PLATED, ANY MFG, BY DESCRP
5315156652 | ACTIVE | 01011305 | 01011305 | 109 | EA | MECH | PIN, COTTER, 5/32" DIA X 2-1/2" L, ZINC CHROMATE PLATED, ANY MFG. BY DESCRP
5315159789 | ACTIVE | 33333333 | 01011306 | 16 | EA | MECH | SCREW,OEM,WU:GE TRBN 170X763 ,170X764, SEQ 723C,CNTRL VLV OTR VLV1&4 U3&4
5305154295 | ACTIVE | 01011306 | 01011306 | 8 | EA | MECH | SCREW, OEM, GENERAL ELECTRIC SUPPLY CO., 182A2017P0002
5305144429 | ACTIVE | 01011306 | 01011306 | 10 | EA | MECH | SCREW, OEM, GENERAL ELECTRIC SUPPLY CO., 244A2827P0001
5330199299 | ACTIVE | 01011307 | 01011307 | 1 | EA | MECH | GASKET, SPIRAL WOUND, 16" 600#, 316 SS/CERAMIC, NON-ASBESTOS, THE ANCHOR PACKING CO, BY DESCRP
5330198804 | ACTIVE | 01011307 | 01011307 | 2 | EA | MECH | GASKET, SPIRAL WOUND, 14", 600#, 316 SS/CERAMIC, NON-ASBESTOS, THE ANCHOR PACKING CO, BY DESCRP
5330224162 | ACTIVE | 01011308 | 01011308 | 1 | EA | MECH | GASKET, COVER, NON-ASBESTOS, COMMERCIAL FILTERS DIV, 4151-1472
4730117357 | ACTIVE | 01011310 | 01011310 | 4 | EA | MECH | NOZZLE, 7/8", 416 SS, UCC, 403016-50
4730125590 | ACTIVE | 01011310 | 01011310 | 7 | EA | MECH | NOZZLE, 1-1/4", 416 SS, W/1/2" ORF, UCC, 403016-44, WU:UCC ASH HANDLING SYS, BOTTOM ASH, ROTARY UNLOADER, U-1,2,3 4
5330209684 | ACTIVE | 01011310 | 01011310 | 75 | EA | MECH | RING, LANTERN, UCC, 40679, WU:UCC ASH HANDLING SYS FLYASH UNLOADER NUVAFEEDER
5330172783 | ACTIVE | 33333333 | 01011310 | 4 | EA | MECH | GLAND, PACKING, NON-ASB, BRASS, UCC, 15359, WU:NUVA FEEDERS, UNIT 4
4730106442 | ACTIVE | 01011311 | 01011311 | 9 | EA | MECH | BUSHING, PIPE, HEX, FS, SA105, 3/4" MNPT X 1/4" FNPT, 3M/6M LB, ANY MFG, BY DESCRP
4730106905 | ACTIVE | 01011311 | 01011311 | 11 | EA | MECH | BUSHING, PIPE, HEX, FS, SA105, 1/2" MNPT X 1/8" FNPT, 3M/6M LB, ANY MFG, BY DESCRP
4730116292 | ACTIVE | 01011311 | 01011311 | 23 | EA | MECH | BUSHING, PIPE, HEX, FS, SA105, 1/2" MNPT X 3/8" FNPT, 3M/6M LB, ANY MFG, BY DESCRP
4730111194 | ACTIVE | 01011311 | 01011311 | 20 | EA | MECH | BUSHING, PIPE, HEX, FS, SA105, 1/2" MNPT X 1/4" FNPT, 3M/6M LB, ANY MFG, BY DESCRP
4730110535 | ACTIVE | 01011311 | 01011311 | 27 | EA | MECH | BUSHING, PIPE, HEX, FS, SA105, 1/4" MNPT X 1/8" FNPT, 3M/6M LB, ANY MFG, BY DESCRP
4730110832 | ACTIVE | 01011311 | 01011311 | 51 | EA | MECH | BUSHING, PIPE, HEX, FS, SA105, 3/8" MNPT X 1/4" FNPT, 3M/6M LB, ANY MFG, BY DESCRP
4730112796 | ACTIVE | 01011312 | 01011312 | 6 | EA | MECH | BUSHING, PIPE, HEX, FS, SA105, 2" MNPT X 1-1/2" FNPT, 3M/6M LB, ANY MFG, BY DESCRP
4730107762 | ACTIVE | 01011312 | 01011312 | 5 | EA | MECH | BUSHING, PIPE, HEX, FS, SA105, 2" MNPT X 1" FNPT, 3M/6M LB, ANY MFG, BY DESCRP
4730104447 | ACTIVE | 01011312 | 01011312 | 4 | EA | MECH | BUSHING, PIPE, HEX, FS, SA105, 1-1/2" MNPT X 3/4" FNPT, 3M/6M LB, ANY MFG, BY DESCRP
4730115757 | ACTIVE | 01011312 | 01011312 | 2 | EA | MECH | BUSHING, PIPE, HEX, FS, SA105, 1-1/2" MNPT X 1" FNPT, 3M/6M LB, ANY MFG, BY DESCRP
4730116615 | ACTIVE | 01011312 | 01011312 | 4 | EA | MECH | BUSHING, PIPE, HEX, FS, SA105, 1-1/2" MNPT X 1-1/4" FNPT, 3M/6M LB, ANY MFG, BY DESCRP
4730106533 | ACTIVE | 01011312 | 01011312 | 6 | EA | MECH | BUSHING, PIPE, HEX, FS, SA105, 1-1/4" MNPT X 1" FNPT, 3M/6M LB, ANY MFG, BY DESCRP
6640001944 | ACTIVE | 01011313 | 01011313 | 2 | BX | OFF/JAN | PAPER, PH TEST, VWR INTERNATIONAL, EM1-90535.0007 (LITMUS) COLORPHAST, EM REAGENTS, PH RANGE 0-14 (600 STRIPS=BX)
5975265090 | ACTIVE | 01011314 | 01011314 | 10 | EA | ELEC/INS | UNION, CONDUIT, 1-1/2", M-F THRD, FERALOY, CROUSE HINDS CO., UNY 505
5975268318 | ACTIVE | 01011314 | 01011314 | 2 | EA | ELEC/INS | UNION, CONDUIT, 2", FEMALE THRD, MALLABLE IRON, APPLETON ELEC. CO., UNF-200NR
5975268326 | ACTIVE | 01011314 | 01011314 | 4 | EA | ELEC/INS | UNION, CONDUIT, RIG, 1-1/2", AL, M-F THRD, KILLARK ELEC. MFG., GUM-5
4730136027 | ACTIVE | 01011314 | 01011314 | 8 | EA | ELEC/INS | UNION, CONDUIT, 1" AL, FEMALE THRD, APPLETON ELEC. CO., UNF100NR-A
5975258277 | ACTIVE | 01011314 | 01011314 | 7 | EA | ELEC/INS | UNION, CONDUIT, 3/4", AL, M-F THRD, KILLARK ELEC. MFG., GUM-2
5975261362 | ACTIVE | 01011314 | 01011314 | 3 | EA | ELEC/INS | UNION, CONDUIT, 3/4", AL, FEMALE THRD, KILLARK ELEC. MFG., GUF-2
5975261644 | ACTIVE | 01011314 | 01011314 | 4 | EA | ELEC/INS | UNION, CONDUIT, 1/2", AL, M/F THRD, KILLARK ELEC. MFG., GUM-1
5975265702 | ACTIVE | 01011314 | 01011314 | 4 | EA | ELEC/INS | UNION, CONDUIT, 1", STL, MALE-FEMALE THRD, APPLETON ELEC., UNY-100R
5975258475 | ACTIVE | 01011314 | 01011314 | 15 | EA | ELEC/INS | UNION, CONDUIT, 1/2", STL, M-F THRD, APPLETON ELEC. CO. UNY-50NR
0100002909 | ACTIVE | 01011318 | 01011318 | 2 | BX | MECH | CARTRIDGE, AIR FILTRATION, 10EA=1BX, FLUID TECH, 100-25-BQ, WU:CEM, ALL UNITS
5010003761 | ACTIVE | 01011318 | 01011318 | 7 | EA | MECH | ELEMENT, FILTER, OIL, K25, 1-5/8"ID, 3-15/16"OD, 9-1/4"L, SCHROEDER BROTHERS, K25, WU:BOOSTER BLOWER OIL CONSOLS, CYLINDRICAL
0000000146 | ACTIVE | 33333333 | 01011319 | 2 | EA | MECH | FILTER,AIR,CARQUEST,87522
5305153891 | ACTIVE | 01011401 | 01011401 | 20 | EA | MECH | STUD, B7 GR, 1-1/4"DIA, 6-3/4"L, ALLOY STL A193, ANY MFG, BY DESCRP
0100002118 | ACTIVE | 01011403 | 01011403 | 6 | EA | MECH | ELBOW, PIPE, CARBON STEEL, SA105, 90 DEG, NPS 1", 9000 LB, SOCKET WELD, ANY MFG BY DESC
0100002115 | ACTIVE | 01011403 | 01011403 | 2 | EA | MECH | ELBOW, PIPE, CARBON STEEL, SA105, 45 DEG, NPS 3/4", 9000 LB, SOCKET WELD, ANY MFG BY DESC
4730119486 | ACTIVE | 01011403 | 01011403 | 1 | EA | MECH | BUSHING, PIPE, HEX, FS, SA105, 3" MNPT X 2" FNPT, 3M/6M LB, ANY MFG, BY DESCRP
0100002116 | ACTIVE | 01011403 | 01011403 | 4 | EA | MECH | ELBOW, PIPE, CARBON STEEL, SA105, 90 DEG, NPS 3/4", 9000 LB, SOCKET WELD, ANY MFG BY DESC
4730112713 | ACTIVE | 01011403 | 01011403 | 3 | EA | MECH | BUSHING, PIPE, HEX, FS, SA105, 2-1/2" MNPT X 2" FNPT, 3M/6M LB, ANY MFG, BY DESCRP
0100002114 | ACTIVE | 01011403 | 01011403 | 4 | EA | MECH | ELBOW, PIPE, CARBON STEEL, SA105, 90 DEG, NPS 1/2", 9000 LBS, SOCKET WELD, ANY MFG BY DESC
4730115278 | ACTIVE | 01011403 | 01011403 | 5 | EA | MECH | BUSHING, PIPE, HEX, FS, SA105, 1-1/2" MNPT X 1/2" FNPT, 3M/6M LB, ANY MFG, BY DESCRP
5305151234 | ACTIVE | 01011405 | 01011405 | 86 | EA | MECH | SCREW, SET, 3/8" X 1-1/2", HEX/ SCKT, STL, 16 TPI, WU:DE LAVAL BF PUMP MDL 7BB41310 S/N 705505-6
5305152851 | ACTIVE | 99999999 | 01011405 | 24 | EA | MECH | SCREW, SET, 3/8" X 3/4", HEX/SCKT, 16 TPI
5305150178 | ACTIVE | 99999999 | 01011405 | 64 | EA | MECH | SCREW, SET, 3/8" X 3/8", HEX/SCKT, STL, 16 TPI
5305151226 | ACTIVE | 99999999 | 01011405 | 90 | EA | MECH | SCREW, SET, 3/8" X 1/2", HEX/SCKT, STL, 16 TPI, WU: DELAVAL BOILER FEED PUMP MDL 7BB41310 S/N 705505-6
5970253588 | ACTIVE | 01011406 | 01011406 | 5 | EA | ELEC/INS | TAPE, ELECTRICAL, YELLOW, 3/4", 60 FT, VARNISHED CAMBRIC, (W/ADHESIVE), 3M, 2520
0100004633 | ACTIVE | 33333333 | 01011406 | 12 | RO | ELEC/INS | TAPE, ELECTRICAL, SELF FUSING, 1", 30 FT, 0.012 IN, SILICONE RUBBER, WU: ALL UNITS HIGH VOLTAGE CONNECTIONS
5330219113 | ACTIVE | 01011407 | 01011407 | 2 | EA | MECH | GASKET, FLEXITALLIC, 5"ID X 11"OD X 1/8"THK, 2500#, ROUND, 304 SS/CERAMIC, NON-ASBESTOS, ANY MFG, BY DESCRP
5330199281 | ACTIVE | 01011408 | 01011408 | 2 | EA | MECH | GASKET, SPIRAL WOUND, 18", 150#, 316 SS/CERAMIC, NON-ASBESTOS, THE ANCHOR PACKING CO, BY DESCRP
0000000343 | ACTIVE | 01011413 | 01011413 | 2 | EA | MECH | LINER, FRAME PLATE, STANDARD RUBBER, WARMAN, C2036-19MR55, WU: LS FEED TANK PUMP , INSERT, MECH S
0000000329 | ACTIVE | 01011413 | 01011413 | 3 | EA | MECH | LINER, FRAME PLATE,STANDARD RUBBER, WARMAN, B15036-19MR55, WU: 3&4 ABS BLOW, PUMP, LIMESTONE, INSERT
5330184291 | ACTIVE | 01011414 | 01011414 | 10 | LB | MECH | PACKING, BULK, 5/8", PLASTIC CORE, NON-ASB, ANCHOR PACKING CO, BY DESCRP
0000000328 | ACTIVE | 01011416 | 01011416 | 2 | EA | MECH | LINER, FRAME PLATE, STANDARD RUBBER, WARMAN, B1036-19MR55, WU:1&2 ABS BLOW 3&4 HUF PUMPS LIMESTONE; GOES W/ #850,INSERT
0000000327 | ACTIVE | 01011416 | 01011416 | 1 | EA | MECH | LINER, COVER PLATE, STANDARD RUBBER, WARMAN, B1017R55, WU: 1&2 ABS BLOW 3&4 HUF PUMPS LIMESTONE
0000000850 | ACTIVE | 01011416 | 01011416 | 19 | EA | MECH | STUD, FRAME PLATE LINER, WARMAN, B026ME62, GOES W/CAT # 328
3439003090 | ACTIVE | 01011502 | 01011502 | 5 | RO | TOOL | SOLDER, ROSIN CORE, 18 GA, 1/4", BX, TIN/LEAD 63/37, CHEMTRONICS, INC., SN63
3439000542 | ACTIVE | 01011502 | 01011502 | 18 | EA | TOOL | SOLDER, FLUX, 8 OZ, BTL, 50/50, ANY MFG, BY DESCRP
3439000757 | ACTIVE | 01011502 | 01011502 | 6 | LB | TOOL | SOLDER, ROSIN CORE, 40/60, ALPHA METALS, INC., BY DESCRP
3439000419 | ACTIVE | 01011502 | 01011502 | 4 | LB | TOOL | SOLDER, ACID CORE, 1 LB, SPOOL, KESTER SOLDER CO., BY DESCRP
3439000435 | ACTIVE | 01011502 | 01011502 | 3 | LB | TOOL | SOLDER, SOL, 50/50, GARDINER METAL CO., BY DESCRP
3439000633 | ACTIVE | 01011502 | 01011502 | 11 | PK | TOOL | SOLDER, ACID CORE, 1.70 OZ, CAN, ALPHA METALS, INC., 51011
5365213015 | ACTIVE | 01011503 | 01011503 | 1 | EA | MECH | RING, BACKING, ETHYLENE PROPYLENE, FISHER CNTLS, 1V6598X0022
5365217222 | ACTIVE | 01011503 | 01011503 | 4 | EA | MECH | RING, PISTON, FISHER CONTROLS CO., 1U2257-05092
5310161913 | ACTIVE | 01011505 | 01011505 | 12 | EA | MECH | NUT, HEX, STOVER COLLAR LOCKNUT, 1-1/4", 12UNF, 2A151 4140 GRADE C, ANY MFG, BY DESCRP
5305146507 | ACTIVE | 99999999 | 01011505 | 63 | EA | MECH | SCREW, MACHINE, 1/4" X 1-1/2", SLOTTED, 18-8 SS, 20 TPI
5310157085 | ACTIVE | 99999999 | 01011505 | 44 | EA | MECH | NUT, HEX, 7/16 IN, 316 SS, 14 TPI, ANY MFG, BY DESCRP
5905230305 | ACTIVE | 01011506 | 01011506 | 32 | EA | MECH | STUD, B7 GR, 1-1/2"DIA, 9"L, (W/2-2H HEX NUTS GR A194), ALLOY STL A193, ASTM, ANY MFG, BY DESCRP
5307150325 | ACTIVE | 01011506 | 01011506 | 72 | EA | MECH | STUD, B7 GR, 1"DIA, 5"L, ALLOY STL A193, ANSI/ASTM, ANY MFG, BY DESCRP
6685362219 | ACTIVE | 99999999 | 01011507 | 2 | EA | ELEC/INS | THERMOCOUPLE, GENERAL ELECTRIC, U252J097G0070
6685368570 | ACTIVE | 99999999 | 01011507 | 1 | EA | ELEC/INS | THERMOCOUPLE, GENERAL ELECTRIC, U252E002G0122,WU:GE TURBINE 170X763, SEQ 89B4, HYDRAULIC POWER UNIT, TC-HF, U-3
4810138380 | ACTIVE | 01011508 | 01011508 | 1 | KT | MECH | ACTUATOR, KIT, REBUILD 3", XOMOX, BY DESCRP, WU: LIMESTONE
4810138299 | ACTIVE | 01011508 | 01011508 | 1 | KT | MECH | ACTUATOR, KIT, REBUILD, XOMOX, 21EA200AA, WU:LIMESTONE, XOMOX (TUFLINE) VALVES
5330182949 | ACTIVE | 01011510 | 01011510 | 4 | EA | MECH | GASKET, COOLER, NON-ASBESTOS, GENERAL ELECTRIC COMPANY, 207B4186P0020
5330215053 | ACTIVE | 01011510 | 01011510 | 16 | EA | MECH | GASKET, NON-ASBESTOS, GENERAL ELECTRIC COMPANY, 172B1642P0002, WU:GE TURBN 170X650,763,764, SEQ 9603,LIQUID COOLER GASKET, U1&4
4810137598 | ACTIVE | 33333333 | 01011512 | 2 | EA | ELEC/INS | VALVE, SOLENOID, 4-WAY/DUAL, 1/4", AL BODY, FNPT, 150 LB, 120 V, 1/4" ORIFICE, 50/60 HZ, NON-ASB, ASCO, WT8401B105M, WU:LIMESTONE
4810132292 | ACTIVE | 01011512 | 01011512 | 2 | EA | MECH | ACTUATOR, PNEUMATIC, DBL ACTING, W/ 2 KEYED ADAPTERS#10225400679U000, PENTAIR, 79U-006
4810113433 | ACTIVE | 01011513 | 01011513 | 2 | EA | MECH | DIAPHRAGM, VALVE, MASONEILAN DIVISION, 010275-054-779, WU: CONTROL VALVE
4810136632 | ACTIVE | 01011513 | 01011513 | 2 | EA | MECH | DIAPHRAGM, VALVE, 7", MASONEILAN DIV., 035107-040-716
4810136491 | ACTIVE | 01011513 | 01011513 | 3 | EA | MECH | DIAPHRAGM, ACTUATOR, 6", MASONEILAN DIV, 035106-040-716, WU:BTM ASH SEAL TROUGH DRAIN U-1, 2,3,4
4810123408 | ACTIVE | 01011513 | 01011513 | 1 | EA | MECH | DIAPHRAGM, VALVE, MASONEILAN, 010273-018-686, WU: CONTROL VALVE
5330195123 | ACTIVE | 01011514 | 01011514 | 10 | LB | MECH | PACKING, BULK, 1/2", TEFLON, NON-ASB, ANCHOR PACKING CO, BY DESCRP
0100001382 | ACTIVE | 33333333 | 01011515 | 6 | BX | TOOL | ROD,3/8 X 5/32,12,GOUGE, FLAT,ARCAIR,35-099-003,50 PER BX
4210000073 | ACTIVE | 33333333 | 01011517 | 1 | EA | MECH | BONNET, VALVE, 5-1/4", CAST IRON, U.S. PIPE & FOUNDRY CO., H4, WU: HYDRANT
4210000966 | ACTIVE | 01011517 | 01011517 | 2 | KT | MECH | HYDRANT, KIT/REPR, ROTARY HEAD, U. S. PIPE & FOUNDRY, HK2
4210000297 | ACTIVE | 99999999 | 01011517 | 1 | EA | MECH | CAP, HYDRANT/TOP, CAST IRON, AMERICAN FOUNDRY & MFG. C, 4-ODT, WU: COMPRESSION FIRE HYDRANT
4210000412 | ACTIVE | 99999999 | 01011517 | 1 | EA | MECH | FLANGE, PIPE, SAFETY/STAND, CI, U.S. PIPE & FOUNDRY COMPA, HR67, WU:HYDRATE 205, 5-1/4", FIRE PROTECTION, U-3&4
0100004394 | ACTIVE | 01011521 | 01011521 | 1 | EA | ELEC/INS | TRANSMITTER, DIFFERENTIAL, P10, C RANGE, INVENSYS, IDP10-T22C01F-L1, WU: PLANT WIDE
0100004390 | ACTIVE | 01011521 | 01011521 | 1 | EA | ELEC/INS | TRANSMITTER, PRESSURE, GAUGE, GP10, INVENSYS,IGP10-T22E1F-L1, WU: PLANT WIDE
3110071770 | ACTIVE | 33333333 | 01011601 | 4 | AS | MECH | BEARING, SINGLE ROW/ (2) SHLD, 1.2500"ID, 2.8346"OD,1.6875"W, SNAP RNG, BEACH-RUSS CO, ER-20, WU: ROTARY VACUUM PUMP
4810126377 | ACTIVE | 01011603 | 01011603 | 2 | EA | MECH | TRIM, VALVE, N/A, 600#, STEM, DISC, DIAMOND POWER, 344381-1033
5330223958 | ACTIVE | 01011604 | 01011604 | 1 | ST | MECH | PACKING, VALVE, (5)#957173 & (2)#957182, NON-ASB, EDWARD VALVE INC., 957173/957182
5330227678 | ACTIVE | 01011604 | 01011604 | 1 | ST | MECH | PACKING, VALVE, CARBON YARN, 2-5/8"ID X 3-5/8"OD X 1/2"W, (8) #957117 & (2) #957116, NON-ASB, EDWARD VALVE INC., 957117/957116
5330222265 | ACTIVE | 01011604 | 01011604 | 4 | ST | MECH | PACKING, RING, 2"ID X 2.91"OD, X 0.44"W, GRAFOIL, (10 PCS=1 SET), NON-ASB, EDWARD VALVE INC., 957212/957213
5330223974 | ACTIVE | 01011604 | 01011604 | 3 | ST | MECH | PACKING, PREFORMED, (5)#957177 & (2)#957181, (7 PCS=1 SET), NON-ASB, EDWARD VALVE INC., 957177/957181
5330223990 | ACTIVE | 01011604 | 01011604 | 2 | ST | MECH | PACKING, RING, 1-1/8"ID X 1-3/4"OD X 5/16"W, GRAFOIL/CS, (10 PCS=1 SET) NON-ASB, EDWARD VALVE INC., 957249/957250
5330201814 | ACTIVE | 01011604 | 01011604 | 1 | EA | MECH | GASKET, NON-ASBESTOS, FOUR STATES GASKET, BY DESCRP
5305145376 | ACTIVE | 01011605 | 01011605 | 13 | EA | MECH | SCREW, LAG, NC, 1/2" X 3", HEX, ZINC PLTD STL
5305144304 | ACTIVE | 33333333 | 01011605 | 50 | EA | MECH | SCREW, LAG, NC, 3/8" X 6", HEX, ZINC PLTD STL
5305148610 | ACTIVE | 01011605 | 01011605 | 25 | EA | MECH | SCREW, LAG, NC, 1/2" X 6", HEX, ZINC PLTD STL
5305143454 | ACTIVE | 01011605 | 01011605 | 10 | EA | MECH | SCREW, LAG, NC, 1/2" X 2", HEX, ZINC PLTD STL
5305148735 | ACTIVE | 01011605 | 01011605 | 6 | EA | MECH | SCREW, LAG, NC, 3/8" X 3", HEX, ZINC PLTD STL
5305144361 | ACTIVE | 01011605 | 01011605 | 11 | EA | MECH | SCREW, LAG, NC, 3/8" X 2", HEX, ZINC PLTD STL
6135000062 | ACTIVE | 01011606 | 01011606 | 136 | EA | ELEC/INS | BATTERY, DRY, ULTRA PRO, SIZE C, RAYOVAC CORP, 814,(12/BX)
6685360239 | ACTIVE | 33333333 | 01011607 | 3 | EA | ELEC/INS | THERMOCOUPLE, GENERAL ELECTRIC, U252E138G0060, WU: GE TURBINES, BRNG DRAIN LINE PIP, BRG THR PLT TF3/TR3, U-3&4
6685361757 | ACTIVE | 99999999 | 01011607 | 1 | EA | ELEC/INS | THERMOCOUPLE, GENERAL ELECTRIC, U252J044G0271
9510000350 | ACTIVE | 99999999 | 01011608 | 3 | EA | STRUC | STOCK, BAR, FLAT, 6"W, 24"L, 5/32"THK, LOW CARBON STEEL, ANY MFG, BY DESCRP, PRECISION GROUND, FREE MACHINING
4810124554 | ACTIVE | 33333333 | 01011610 | 1 | EA | MECH | SPINDLE, VALVE, SAFETY, DRESSER INDUSTRIAL VALVE, 5100605, WU: DRESSER 4" SAFETY VALVE BR-6971, BR-6980
4810129140 | ACTIVE | 33333333 | 01011610 | 1 | EA | MECH | SPINDLE, VALVE, SAFETY, DRESSER INDUSTRIAL VALVE, 4257901; WU: CONSOLIDATED MAXIFLOW SAFETY VALVE W/COMPENSATED BACK PRESSURE, 3", MDL 1740WE&175
5975262089 | ACTIVE | 99999999 | 01011611 | 18 | EA | ELEC/INS | BODY, CONDUIT, LR, 1-1/2", AL,THDED, KILLARK, OLR-5
5307152727 | ACTIVE | 33333333 | 01011612 | 12 | EA | MECH | STUD, HSNG WEAR PLT, 1-1/2"DIA, 11-1/2"L, TEFLON, B&W, 3053615
5307152735 | ACTIVE | 33333333 | 01011612 | 12 | EA | MECH | STUD, HSNG WEAR PLT, 1-1/2"DIA, 9-1/2"L, TEFLON, B&W, 3053607
5940238354 | ACTIVE | 01011613 | 01011613 | 3 | EA | ELEC/INS | CONNECTOR, WIRE, SPLIT BOLT, #14-2/0 AWG, BLACKBURN A DIV., 1H
5940239352 | ACTIVE | 01011613 | 01011613 | 14 | EA | ELEC/INS | CONNECTOR, WIRE, SPLIT BOLT, #2 AWG, THOMAS & BETTS CO., 2H
5940238990 | ACTIVE | 01011613 | 01011613 | 10 | EA | ELEC/INS | CONNECTOR, WIRE, SPLIT BOLT, #2 AWG, THOMAS & BETTS CO., 6T
5940238503 | ACTIVE | 01011613 | 01011613 | 10 | EA | ELEC/INS | CONNECTOR, WIRE, SPLIT BOLT, #2/0 AWG, THOMAS & BETTS CO., 9T
5940238586 | ACTIVE | 01011613 | 01011613 | 9 | EA | ELEC/INS | CONNECTOR, WIRE, SPLIT BOLT, 1/0 AWG, THOMAS & BETTS CO., 8T
5940239188 | ACTIVE | 01011613 | 01011613 | 22 | EA | ELEC/INS | CONNECTOR, WIRE, SPLIT BOLT, #8 AWG, BURNDY CORP., KS15
5940238388 | ACTIVE | 01011613 | 01011613 | 15 | EA | ELEC/INS | CONNECTOR, WIRE, SPLIT BOLT, #16-3/0 AWG, BLACKBURN, A DIV., 4H
5940238651 | ACTIVE | 01011613 | 01011613 | 4 | EA | ELEC/INS | CONNECTOR, WIRE, SPLIT BOLT, #4 AWG, THOMAS & BETTS CO., 5T
5940238727 | ACTIVE | 01011613 | 01011613 | 29 | EA | ELEC/INS | CONNECTOR, WIRE, SPLIT BOLT, #10 AWG, THOMAS & BETTS CO. 2T
5940237893 | ACTIVE | 01011613 | 01011613 | 19 | EA | ELEC/INS | CONNECTOR, WIRE, SPLIT BOLT, #6 AWG, THOMAS & BETTS CO., 4T
3910000573 | ACTIVE | 33333333 | 01011616 | 1 | EA | MECH | BASKET, STRAINER, 316 SS, 40 MESH, SVEDALA GRINDING, BY DESCRP, LIMESTONE, WU: HAYWARD MD#50, 5" DUPLEX STRAINER, MIST ELIM WASH TANK
6115000611 | ACTIVE | 33333333 | 01011618 | 1 | EA | ELEC/INS | HORN, SPEAKER, EXPLOSION PROOF, 6-1/2"WDX7-5/8"LG, 6"DIA, 120V, 0.2A, 100 DB AT 10', BLTED, FEDERAL SIGNAL CORP, 31X-120-3, WU:TRIPPER CARS
5999283814 | ACTIVE | 01011618 | 01011618 | 4 | EA | ELEC/INS | MODULE,TONE/BEEP/INTERMIT HORN,FEDERAL SIGNAL CORP,UTM,WU:ALL UNITS TRIPPER CARS, FEDERAL SIGNAL MDL 300GC SIGNAL HORN
6210002629 | ACTIVE | 01011618 | 01011618 | 1 | EA | ELEC/INS | LENS, CAP, WARNING LGT, 7-3/4"ID, 6-1/4"L, PLAST, RED, FEDERAL SIGNAL CORP., SIG, 8449C005-11
4320088232 | ACTIVE | 33333333 | 01011619 | 1 | EA | MECH | RING, WEAR, IMPLR, ALLIS CHALMERS, 52-116-768-007, WU:A-C BRINE RECIRC PUMP, 24X24X30NSY, S/N 42190-1-1, RCC, U-2&3
5330180935 | ACTIVE | 01011619 | 01011619 | 1 | AS | MECH | SEAL, KIT, MECHANICAL, (1)COMPRESSION RNG ASSY, (1)CARBON INSERT, (1)SEAL RNG TUNGSTEN, (1)O-RING, ALLIS CHALMERS CORP., 52-115-812-807
4020070308 | ACTIVE | 01011623 | 01011623 | 100 | FT | TOOL | ROPE, PRECUT, 1/2"DIA, 100'L, NYL, COIL, AMERICAN MFG CO, BY DESCRP
5930229611 | ACTIVE | 99999999 | 01011702 | 1 | EA | ELEC/INS | SWITCH, FLOW, THERMALLY ACTUATED, 1"NPT, W/ SINGLE SWITCH POINT, 316 SS, NO NC, DPST, FLUID COMPONENTS INC., FLT93S-1A202C-1B-000-00
5930236335 | ACTIVE | 33333333 | 01011702 | 1 | EA | ELEC/INS | SWITCH, FLOW, OIL, 3/4"FNPT, W/2 FORM "C" CONTS,1-10 GPM, HEDLAND PROD., H701A-010-F2
5330195073 | ACTIVE | 01011706 | 01011706 | 30 | FT | MECH | O-RING, MATERIAL, 1/4", BUNA-N, THE ANCHOR PACKING COMPANY, BY DESCRP
5330221606 | ACTIVE | 01011706 | 01011706 | 12 | FT | MECH | O-RING, MATERIAL, 5/32", BUNA-N, ANY MFG, BY DESCRP
5330177550 | ACTIVE | 01011706 | 01011706 | 11 | FT | MECH | O-RING, 1/8, BUNA-N, THE ANCHOR PACKING CO, BY DESCRP
9510000087 | ACTIVE | 01011709 | 01011709 | 2 | EA | STRUC | STOCK, BAR, FLAT, 10"W, 24"L, 3/16"THK, LOW CARBON, ANY MFG, BY DESCRP, PRECISION GROUND, FREE MACHINING
9510000228 | ACTIVE | 01011709 | 01011709 | 4 | EA | STRUC | STOCK, BAR, FLAT, 8"W, 24"L, 3/32"THK, LOW CARBON, ANY MFG, BY DESCRP, PRECISION GROUND, FREE MACHINING
5330180273 | ACTIVE | 33333333 | 01011710 | 2 | EA | MECH | GASKET, 1/8", TOP, CLOTH, INSERTED/NEOPRENE, NON-ASBESTOS, GENERAL ELECTRIC COMPANY, 176B8980P2, WU 001 GE TURBINE
4730108653 | ACTIVE | 01011712 | 01011712 | 76 | EA | MECH | NIPPLE, QUICK-DISCONNECT, 1/4", FNPT, PARKER-HANNIFIN HOSE PROD, 3C
0100005573 | ACTIVE | 01011714 | 01011714 | 3 | EA | ELEC/INS | SWITCH, LIMIT, PROXIMITY, IK-700, DIAMOND POWER, 8473400102, WU:1&2 IK-700 (2 PER IK)
6640001019 | ACTIVE | 01011717 | 01011717 | 2 | EA | CHEM | DISPENSER, REPIPET/FIXED VOL, POLYPROPYLENE, 5.0 ML, VWR, 10018-970
6640000755 | ACTIVE | 01011717 | 01011717 | 1 | EA | CHEM | DISPENSER, REPIPET/FIXED VOL, POLYPROPYLENE, 0.2 - 2ML, VWR, 89136-054
0100002938 | ACTIVE | 01011720 | 01011720 | 4 | EA | MECH | GLASS, SIGHT, ASSY, 4" X 1-15/16" TH, ALLEN SHERMAN HOFF, 107053, WU:U3&4 BAGHOUSE FLY ASH SYSTEM
0100002951 | ACTIVE | 01011720 | 01011720 | 2 | EA | ELEC/INS | VALVE, SOLENOID, 4-WAY, 3/8", 120/60 V, NON-ASB, ALLEN SHERMAN-HOFF, 101283-1, WU: ALL UNITS BAGHOUSE FA CONVEYING SYS
0100002940 | ACTIVE | 01011720 | 01011720 | 12 | EA | ELEC/INS | VALVE, SOLENOID, EQUALIZER, 1/4", NON-ASB, ALLEN SHERMAN HOFF, 218472, WU: ALL UNITS BAGHOUSE FA SYS
4730123868 | ACTIVE | 01011801 | 01011801 | 6 | EA | MECH | REDUCER, PIPE, 316 SS, 4" X 3", BELL, 150 LB, THDED, ANY MFG, BY DESCRP
4730104504 | ACTIVE | 01011801 | 01011801 | 1 | EA | MECH | REDUCER, PIPE, 316 SS, 3" X 2", BELL, 150 LB, THDED, ANY MFG, BY DESCRP
4730111004 | ACTIVE | 01011801 | 01011801 | 2 | EA | MECH | REDUCER, PIPE, SS, SA182F316L, 1-1/2" FNPT X 1" FNPT, REDUCING COUPLING, 3000 LB, ASME B16.11, ANY MFG, BY DESCRP
4730104991 | ACTIVE | 33333333 | 01011801 | 6 | EA | MECH | REDUCER, PIPE, SS, SA182F316L, 1-1/2" FNPT X 3/4" FNPT, REDUCING COUPLING, 3000 LB, ASME B16.11, ANY MFG, BY DESCRP
4730118710 | ACTIVE | 01011801 | 01011801 | 3 | EA | MECH | REDUCER, PIPE, SS, SA182F316L, 1" FNPT X 3/4" FNPT, REDUCING COUPLING, 3000 LB, ASME B16.11, ANY MFG, BY DESCRP
4730112374 | ACTIVE | 01011801 | 01011801 | 4 | EA | MECH | REDUCER, PIPE, SA182F316L, 1" NPS X 1/2" NPS, REDUCING COUPLING, 3000 LB, THDED, ASME B16.11, ANY MFG, BY DESCRP
4730117886 | ACTIVE | 01011801 | 01011801 | 2 | EA | MECH | REDUCER, PIPE, SA182F316L, 3/4" FNPT X 1/4" FNPT, REDUCING COUPLING, 3000 LB, ASME B16.11, ANY MFG, BY DESCRP
4730106343 | ACTIVE | 01011801 | 01011801 | 15 | EA | MECH | REDUCER, PIPE, SS, SA182F316L, 1/4" FNPT X 1/8" FNPT, REDUCING COUPLING, 3000 LB, ANY MFG, BY DESCRP
4730111434 | ACTIVE | 01011801 | 01011801 | 2 | EA | MECH | REDUCER, PIPE, SS, SA182F316L, 1/2" FNPT X 1/4" FNPT, REDUCING COUPLING, 3000 LB, ASME B16.11, ANY MFG, BY DESCRP
5330190165 | ACTIVE | 01011802 | 01011802 | 3 | KT | MECH | SEAL, KIT, CYLINDER, BABCOCK & WILCOX, 0458574
0100003105 | ACTIVE | 33333333 | 01011802 | 1 | KT | MECH | KIT, NON-ASB, SMP PACKING, ANTI EXTRUSION RING, BABCOCK & WILCOX, 6347972, WU: U3&4 BAGHOUSE ACI SYSTEM
0100003109 | ACTIVE | 33333333 | 01011802 | 1 | RL | MECH | PACKING, BULK, 1/4" SQ BRAIDED SYN FIBER/PTFE, 20 FT, NON-ASB, B & W, 6347976, WU: U3&4 BAGHOUSE ACI SYS P14250-01
0100003106 | ACTIVE | 33333333 | 01011802 | 1 | KT | MECH | KIT, REPAIR, CYLINDER, O-RINGS, PISTON SEAL, THREAD SEAL & ROD PACKING, BABCOCK & WILCOX, 6347973, WU: U3&4 BAGHOUSE ACI SYSTEM
0100003107 | ACTIVE | 01011802 | 01011802 | 1 | EA | MECH | SLEEVE, 3.5, 6 IN, NYLON, BABCOCK & WILCOX, 6347974,WU:U3&4 BAGHOUSE ACI SYSTEM
0100003100 | ACTIVE | 01011802 | 01011802 | 8 | EA | MECH | GASKET, FDA, 2 X 44, OPN CELL WHT, NON-ASBESTOS, BABCOCK & WILCOX, 6347962, WU: U3&4 BAGHOUSE ACI SYS
0100003112 | ACTIVE | 33333333 | 01011803 | 1 | EA | MECH | ROTOR, TIPS, BABCOCK & WILCOX, 6347979, WU:U3&4 BAGHOUSE ACI SYSTEM (1EA=6PCS)
0100003124 | ACTIVE | 33333333 | 01011803 | 1 | EA | MECH | BLADE, ASSY, DP429-06, BABCOCK & WILCOX, 6347997, WU: U3&4 BAGHOUSE ACI SYSTEM
0100003098 | ACTIVE | 01011803 | 01011803 | 6 | EA | MECH | DIAPHRAGM, VALVE(GOYEN), RCA20M, 75", BABCOCK & WILCOX, 6347960, WU: U3&4 BAGHOUSE ACI SYS
0100003110 | ACTIVE | 01011803 | 01011803 | 2 | EA | MECH | BEARING, BABCOCK & WILCOX, 6347977, WU: U3&4 BAGHOUSE ACI SYS
0100003113 | ACTIVE | 01011803 | 01011803 | 1 | EA | MECH | BUSHING, BABCOCK & WILCOX, 6347980, WU: U3&4 BAGHOUSE ACI SYS
0100003099 | ACTIVE | 01011803 | 01011803 | 1 | EA | MECH | KIT, REPAIR, VALVE (GOYEN), BABCOCK & WILCOX, 6347961, WU: U3&4 BAGHOUSE ACI SYSTEM
0100003111 | ACTIVE | 01011803 | 01011803 | 2 | EA | MECH | FOLLOWER, GLAND, BABCOCK & WILCOX, 6347978, WU: U3&4 BAGHOUSE ACI SYSTEM
0100003126 | ACTIVE | 01011803 | 01011803 | 1 | EA | MECH | SHIM, SET, D42P-13, 4 EA=.020 THK & 4 EA=.030 THK, BABCOCK & WILCOX, 6347999, WU: U3&4 BAGHOUSE ACI SYS 1EA=8 SHIMS
0100003102 | ACTIVE | 01011803 | 01011803 | 37 | EA | MECH | CLAMP, AJ, QR SS, CHQR-88, BABCOCK & WILCOX, 6347966, WU: U3&4 BAGHOUSE ACI SYSTEM
5315160076 | ACTIVE | 33333333 | 01011808 | 6 | EA | MECH | PIN, GENERAL ELECTRIC, U727P002L0700; WU: GE TURBINE 170X763, SEQ 062D, BEARING TILTING PAD TERMINAL 2, U-4
6210001589 | ACTIVE | 01011809 | 01011809 | 10 | EA | ELEC/INS | LENS, CAP, IND LMP, 1-3/16"OD, 1"L, GL, RED, SCR, FORNEY INTERNATIONAL, INC, X-7070900
4510000054 | ACTIVE | 01011814 | 01011814 | 3 | PR | MECH | COVER, SPRAY HEAD, PLASTIC, FISHER SCIENTIFIC, 18-999-2865, WU: EYE WASH NOZZLE HEAD COVER, BALL (4510000021)
0100000058 | ACTIVE | 33333333 | 01011814 | 6 | EA | MECH | FILTER,FUEL,WIX CORP.,33061
6240313962 | ACTIVE | 33333333 | 01011816 | 8 | EA | ELEC/INS | LAMP, INCANDESCENT, A-21, 60 W, 230/250 V, MED, RED, 588 LM, 1000 HR, GE, 60A21/R
6240313483 | ACTIVE | 01011816 | 01011816 | 2 | EA | ELEC/INS | LAMP, INCANDESCENT, 75 W, 12 V, MED SCR, A-21, INSIDE FROSTED, 1420 LM, 1000 HR, GE, 75A21
6210002553 | ACTIVE | 01010122 | 01011816 | 28 | EA | ELEC/INS | LAMP, INCANDESCENT, ROUGH SVC, 75 W, 120 V, MED, A-19, INSIDE FROSTED, 750 LM, 1000 HR, GE, 75A19/RS, (24/CTN)
4730103357 | ACTIVE | 01011819 | 01011819 | 2 | EA | MECH | COUPLING, FEMALE/SPUD, MALLEABLE IRON, HOSE BARB X FNPT,1", DIXON VALVE, GF-36
4730115955 | ACTIVE | 01011819 | 01011819 | 4 | EA | MECH | COUPLING, HOSE, 1" BARB X 1" FNPT, DIXON VALVE, WF-36
4730106350 | ACTIVE | 01011819 | 01011819 | 130 | EA | MECH | COUPLING, HOSE, CHICAGO FTG X 1/2" FNPT, MALLEABLE IR, DIXON VALVE, AM-3
6240316825 | ACTIVE | 01011824 | 01011824 | 5 | EA | ELEC/INS | LAMP, QUARTZ, HALOGEN, 500W, WATERPROOF, PORTABLE, WORK LIGHT, SOUTHWIRE, L20SW, WU:OUTAGE LIGHTING SUPPORT
3010049249 | ACTIVE | 01011901 | 01011901 | 1 | EA | MECH | COUPLING, CLEANOUT CONVEYOR, STOCK EQUIP, V392987.B01, WU:RADIANT BOILER, FEEDERS, ALL UNITS, CONSISTS OF 3 PCS
3020051060 | ACTIVE | 01011901 | 01011901 | 1 | EA | MECH | GEAR, UPPER, STOCK EQUIPMENT CO., 1-X3476, WU: STOCK FEEDER
3020050989 | ACTIVE | 01011901 | 01011901 | 1 | EA | MECH | GEAR, STOCK EQUIPMENT CO., 1-X1215, WU:STOCK GRAVIMETRIC FEEDER MDL 766-2B DRWNG L-D8230-B
3020051557 | ACTIVE | 01011901 | 01011901 | 1 | EA | MECH | GEAR, STOCK EQUIPMENT CO., 1-X1208, WU: RADIANT, BLR, FEEDERS, CLEANOUT CONVEYOR, UNIT 4
4810137416 | ACTIVE | 99999999 | 01011902 | 1 | EA | MECH | VALVE, KIT, BALL & ACTUATOR, 1", NON-ASB, NUMATICS, INC., 39-0240
4810137671 | ACTIVE | 01011902 | 01011902 | 2 | KT | MECH | VALVE, KIT, REPR/BALL, 1", NON-ASB, JAMESBURY CORP., RKC23TT, WU: JAMESBURY BALL VLVS, LIMESTONE
4810129264 | ACTIVE | 01011903 | 01011903 | 3 | EA | MECH | VALVE, CONTROL, OEM, NON-ASB, GENERAL ELECTRIC, 362B4876P0002
5330195487 | ACTIVE | 01011903 | 01011903 | 1 | EA | MECH | GASKET, SLEEVE, NON-ASBESTOS, DUNHAM-BUSH INC, A2-2974
3020052068 | ACTIVE | 33333333 | 01011904 | 1 | EA | MECH | GEAR, LOW SPEED, ITEM 3, STOCK EQUIPMENT CO., 1-X1216, WU:STOCK GRAVIMETRIC FEEDER MDL 4766-2B DRWNG L-D8230-B
3040055976 | ACTIVE | 01011904 | 01011904 | 2 | EA | MECH | COUPLING, DRIVE, HALF (REDUCER SIDE), STOCK EQUIPMENT, V382426.B02, WU:STOCK COAL FEEDER BELTS (HOLDS REDUCER & SHAFT TOGETHER)
3040056032 | ACTIVE | 01011907 | 01011907 | 1 | EA | MECH | WORMSHAFT,STOCK EQUIPMENT COMPANY,2-X1571,WU:STOCK EQUIP RADIANT BLOWER, FEEDERS, BELT DRIVE RDCR, U-3
3040056271 | ACTIVE | 01011907 | 01011907 | 1 | EA | MECH | WORMSHAFT,STOCK EQUIPMENT COMPANY, V411018.B01
3040055513 | ACTIVE | 33333333 | 01011907 | 1 | EA | MECH | SHAFT, HELICAL, PINION, STOCK EQUIPMENT CO, V411802.BO1, WU:STOCK GRAVIMETRIC FEEDER MDL #4766-2B, DWG #L-D8230-B
3040055299 | ACTIVE | 33333333 | 01011907 | 1 | EA | MECH | WORMSHAFT,STOCK EQUIPMENT COMPANY,V382778.B01
4720000902 | ACTIVE | 33333333 | 01011910 | 1 | EA | MECH | HOSE, FLEXIBLE/METAL, OIL/STEAM, 1/2", 27"L, MNPT, FABER BURNER CO, 6270-21
4720000514 | ACTIVE | 01011910 | 01011910 | 5 | EA | MECH | HOSE, FLEX, 3/4" X 28"L, W/3/4", SS PLAIN MNPT ENDS, 725 AT 70/601 AT 400, SINGLE WIRE, KAMAN, 12-028-511-02L3-02L3
4720001322 | ACTIVE | 01011910 | 01011910 | 4 | EA | MECH | HOSE, FLEXIBLE/METAL, OIL/STEAM, 3/8", 18"L, MNPT, KEELER & LONG, INC., BY DESCRP
4810137630 | ACTIVE | 33333333 | 01011913 | 2 | EA | ELEC/INS | VALVE, SOLENOID, 4-WAY/DUAL, 3/8", BRS BODY, FNPT, 120 V, 3/8" ORIFICE, 50/60 HZ, NON-ASB, ASCO, 8344G80MO, WU:LIMESTONE
3110074485 | ACTIVE | 33333333 | 01011913 | 1 | EA | MECH | BEARING, SPHERICAL/STRAIGHT, 3.1496"ID, 5.5118"OD, 1.2992"W, SELF-ALIGNING, 54105, FAG BEARING, 22216ESK.TVPB, LIMESTONE
4810137374 | ACTIVE | 01011913 | 01011913 | 1 | EA | ELEC/INS | VALVE, SOLENOID, 3-WAY/DIRECT ACTING, 1/8", 303 SS BODY, FNPT, 30 PSI, 120 V, 10.6 DC W, 1/8" ORIFICE, 60 HZ, NON-ASB, ASCO, 8320G43, CEM
3110074493 | ACTIVE | 99999999 | 01011913 | 1 | EA | MECH | BEARING, STRAIGHT, 1.1811"ID, 2.4409"OD, 1.1250"W, SEPERABLE RACES, 51641, EKATO, 0920675,WU:LIMESTONE SLURRY TRANSFER TANK
3110074519 | ACTIVE | 99999999 | 01011913 | 1 | EA | MECH | BEARING, CONE/CUP, 2.8125"ID, 5.375 IN, 1.6250, TAP, 41602, EKATO, 0921535, LIMESTONE
3110074469 | ACTIVE | 01011913 | 01011913 | 1 | EA | MECH | BEARING, SINGLE ROW OPEN, 1.5748"ID, 3.5433"OD, 0.9055"W, 12889, EKATO CORP., 919263, LIMESTONE
3110074501 | ACTIVE | 99999999 | 01011913 | 1 | EA | MECH | BEARING, CONE/CUP, 1.4375"ID, 3.3750"OD, 1.1875"W, TAP, 40550, EKATO, 0921526, LIMESTONE
6135000062 | ACTIVE | 01011606 | 01011915 | 720 | EA | ELEC/INS | BATTERY, DRY, ULTRA PRO, SIZE C, RAYOVAC CORP, 814,(12/BX)
9515000132 | ACTIVE | 01011918 | 01011918 | 2 | BX | STRUC | SHIM, STOCK, 6"W, 100"L, 0.020"THK, CS, THE ANCHOR PACKING CO., BY DESCRP
0100001408 | ACTIVE | 01011920 | 01011920 | 5 | EA | SAFETY | RESPIRATOR, CARTRIDGE, HALF MASK, SMALL, THREE M, 7501
4730136159 | ACTIVE | 33333333 | 01011922 | 3 | EA | MECH | CLAMP,PIPE, ALL-A-ROUND,4"X 12",304 STNLESS STL,W/BLTS/NUTS/BAR WSHRS,MORRIS COUPLING COMPANY,8104506B031,WU GENERAL PLANT USE
6515000195 | ACTIVE | 01011923 | 01011923 | 18 | BX | SAFETY | PROTECTOR,EAR,FIRM FIT PLUGS,PVC FOAM,UNCORDED, ORANGE CYLINDER,NRR 30DB,HOWARD LEIGHT,FF-1,(10BX=CS) (MAX1 NOT ACCEPTABLE)
4820119362 | ACTIVE | 99999999 | 01012001 | 1 | EA | MECH | VALVE, RELIEF, SAFETY, 375 PSI, NON-ASB, CHEMATRON FIRE SYS, 1-061-0754-3
5307150184 | ACTIVE | 01012001 | 01012001 | 18 | EA | MECH | STUD, CPLNG DRV, STOCK EQUIPMENT COMPANY, V409423.B01
5310153290 | ACTIVE | 01012001 | 01012001 | 10 | EA | MECH | NUT, STOP, STOCK EQUIPMENT COMPANY, F110 #V398917.B01
5320000069 | ACTIVE | 33333333 | 01012001 | 36 | EA | MECH | RIVET, CHAIN, STOCK EQUIPMENT COMPANY, F104
5310153530 | ACTIVE | 01012001 | 01012001 | 22 | EA | MECH | NUT, HEX, JAM, STOCK EQUIPMENT COMPANY, V398891.B01
5305153040 | ACTIVE | 01012001 | 01012001 | 60 | EA | MECH | SCREW, MACHINE, 1/4" X 1", PHILLIPS, STEEL
4810124588 | ACTIVE | 33333333 | 01012002 | 1 | EA | MECH | GUIDE, SAFETY, 4", DRESSER INDUST. VALVE, 1607902
5930229777 | ACTIVE | 01012002 | 01012002 | 1 | EA | ELEC/INS | SWITCH, MANUAL, MOTOR STARTING, NEMA TYPE 1 ENCL, SQUARE D. CO, 2510-KG1
2825004480 | ACTIVE | 01012003 | 01012003 | 2 | EA | MECH | ROLLER, GENERAL ELECTRIC COMPANY, 182A4384P0001
5330181925 | ACTIVE | 01012003 | 01012003 | 2 | EA | MECH | GASKET, 10-1/2", 12", 1/32"THK, SOFT IRON, NON-ASBESTOS, GENERAL ELECTRIC COMPANY, U336W075D1050
5330199133 | ACTIVE | 01012003 | 01012003 | 2 | EA | MECH | GASKET, BONNET, 12", NON-ASBESTOS, KENNEDY VALVE MFG CO, BY DESCRP, WU: KENNEDY FIRE LINE 12" GATE VALVE
5330199125 | ACTIVE | 33333333 | 01012003 | 2 | EA | MECH | GASKET, BONNET, 8", NON-ASBESTOS, FOUR STATES GASKET, BY DESCRP, WU: KENNEDY FIRE LINE 8" GATE VALVE
5330199109 | ACTIVE | 01012003 | 01012003 | 2 | EA | MECH | GASKET, BONNET, 4", NON-ASBESTOS, FOUR STATES GASKET, BY DESCRP, WU: KENNEDY FIRE LINE 4" GATE VALVE
5330212183 | ACTIVE | 01012003 | 01012003 | 2 | EA | MECH | GASKET, PUMP, NON-ASBESTOS, GENERAL ELECTRIC COMPANY, 165A986FB-3
5010002003 | ACTIVE | 01012004 | 01012004 | 3 | EA | MECH | FILTER, ASSY/AIR, ULTRA-C, 1/2" NPT, KING ENGINEERING CORP, U-201 (ESQUAREDI)
5330182964 | ACTIVE | 01012004 | 01012004 | 4 | EA | MECH | GASKET, COVER, NON-ASBESTOS, GENERAL ELECTRIC COMPANY, U393P001L0092
5930229769 | ACTIVE | 01012005 | 01012005 | 1 | EA | ELEC/INS | SWITCH, PNEUMATIC, TOGGLE, W/CENTER OFF, 4-WAY, HUMPHREY PRODUCTS, 41TD3
5930229686 | ACTIVE | 01012005 | 01012005 | 3 | EA | ELEC/INS | SWITCH, MANUAL-TOGGLE, 250 V, 20 A, TERM LUG, ON/OFF/ON, 4PDT, 3 POS, EATON, 7805K12
5930236004 | ACTIVE | 01012005 | 01012005 | 2 | EA | ELEC/INS | SWITCH, PUSHBUTTON, 125/250 V, 15/10 A, SPST, SELECTA SWITCH, SS229BG
5930228159 | ACTIVE | 01012005 | 01012005 | 2 | EA | ELEC/INS | SWITCH, MANUAL-TOGGLE, 15 A, TERM SCR, OFF/ON, DPST, SELECTA SWITCH, SS 211-16A, WU:PLANT WIDE & 1-1/2 HP MOTOR
5930229215 | ACTIVE | 01012005 | 01012005 | 3 | EA | ELEC/INS | SWITCH, TOGGLE, CENTER OFF, MAINTAINED CONTACT, 2 POLE, 2 THROW, 3 POS, SELECTA SWITCH, 208-16-BG, WU:GE ELEVATOR MOTORS
5930231674 | ACTIVE | 01012005 | 01012005 | 1 | EA | ELEC/INS | SWITCH, MANUAL-TOGGLE, METAL TYPE, 12 DC V, ON/OFF, 2 ONLY, AUTO PARTS, S7087
5930235451 | ACTIVE | 01012005 | 01012005 | 2 | EA | ELEC/INS | SWITCH, MANUAL-TOGGLE/MINTR,125 V, 5 A, DPDT, CUTLER-HAMMER INC, A23151 YZQ
5930233084 | ACTIVE | 01012005 | 01012005 | 7 | EA | ELEC/INS | SWITCH, MANUAL-TOGGLE, MINTR BAT HNDL, 2 WIRE, ALCO CONTROLS DIV., MTA-106D
5330173641 | ACTIVE | 01012006 | 01012006 | 1 | EA | MECH | O-RING, 346, 4-1/8"ID X 3/16", VITON, GENERAL ELECTRIC CO., U473X000BS346
5330175232 | ACTIVE | 01012006 | 01012006 | 3 | EA | MECH | O-RING, 160, 5-1/4"ID X 3/32", BUNA-N, NATIONAL OIL SEAL,160
5330178632 | ACTIVE | 01012006 | 01012006 | 13 | EA | MECH | O-RING, 217, 1-3/16"ID X 1/8, BUNA-N, CHICAGO RAWHIDE MFG, 217
6670000147 | ACTIVE | 99999999 | 01012010 | 9 | EA | MECH | WEIGHT, BALANCE, GENERAL ELECTRIC, 182A9860P0002,WU: GE TURBINES 170X650, 170X763, 170X764, DWG 644L508, REV 1, U-1,3,4
5935237247 | ACTIVE | 01012010 | 01012010 | 10 | EA | MECH | WEIGHT, BALANCE, 2-7/8"L, 7 OZ WGT, GENERAL ELECTRIC, 163A8660P0005
5935237239 | ACTIVE | 01012010 | 01012010 | 10 | EA | MECH | WEIGHT, BALANCE, 2-1/2"L, 6-1/4 OZ WGT, GENERAL ELECTRIC, 163A8650P0004
6670000139 | ACTIVE | 33333333 | 01012010 | 9 | EA | MECH | WEIGHT, BALANCE, GENERAL ELECTRIC, 243A7092P0001
6670000154 | ACTIVE | 99999999 | 01012010 | 10 | EA | MECH | WEIGHT, BALANCE, GENERAL ELECTRIC, 183A5313P0002
5905217906 | ACTIVE | 01012010 | 01012010 | 1 | EA | ELEC/INS | POTENTIOMETER,5K OHM,0.75 W,15,VRN INTERNATIONAL,980-20-5K
4810129132 | ACTIVE | 01012014 | 01012014 | 3 | EA | MECH | PIN, ADJUSTING RNG/LOW, DRESSER INDUSTRIAL VALVE, VP813A
4810129124 | ACTIVE | 01012014 | 01012014 | 2 | EA | MECH | PIN, ADJUSTING RNG/UP, DRESSER INDUSTRIAL VALVE, VP813J
5330223073 | ACTIVE | 33333333 | 01012016 | 4 | ST | MECH | PACKING, RING, 1-3/4"ID, 2-1/2"OD, (8 PCS=1 SET), NON-ASB, WIER VALVE & CONTROLS, 25781054X001
6640000805 | ACTIVE | 33333333 | 01012019 | 24 | EA | CHEM | BEAKER, (12EA/PK) BERZELIUS, GL, 200 ML, 25 ML, TALL FORM W/SPOUT, FISHER SCIENTIFIC CO, 02-546-B
6640000870 | ACTIVE | 33333333 | 01012019 | 9 | EA | CHEM | BEAKER, DBL SCALE GRIFFIN, GL, 50 ML, 10 ML, LOW FORM W/SPOUT, FISHER SCIENTIFIC CO, 02-540-G, (12EA/PK)
0100006405 | ACTIVE | 01012021 | 01012021 | 5 | EA | MECH | DISC, RUPTURE, POLY-SD, 6", BURST PRESSURE 316SS, 150 PSIG, FIKE, POLY-SD BT DH
5010003530 | ACTIVE | 01012023 | 01012023 | 4 | EA | MECH | FILTER, AIR/DRYER, 3 MICRON, FINITE FILTER CO, 3PP30-295X1, WU:PALL PNEUMATIC INST. AIR DRYER 800DHA, U-1,2,3,4
5330200139 | ACTIVE | 01012101 | 01012101 | 1 | EA | MECH | GASKET, GLAND/STUFFING BOX, 1/32"THK, NON-ASBESTOS, WORTHINGTON PUMP CORP, 24325-10
5330181982 | ACTIVE | 01012101 | 01012101 | 1 | EA | MECH | GASKET, SLEEVE/INNER, NON-ASBESTOS, WORTHINGTON PUMP CORP, 351959-10
5330177279 | ACTIVE | 01012101 | 01012101 | 3 | EA | MECH | GASKET, LOCKWASHER, IMPELLER, NON-ASBESTOS, WORTHINGTON PUMP CORP, 390036-10
5330176461 | ACTIVE | 01012101 | 01012101 | 2 | EA | MECH | GASKET, SLEEVE/OUTER, NON-ASBESTOS, WORTHINGTON PUMP CORP, 390101-10
5330184358 | ACTIVE | 01012101 | 01012101 | 4 | EA | MECH | GASKET, IMPELLER NUT, TEFLON, NON-ASBESTOS,WORTHINGTON PUMP CORP, 390095, WU 001 WORTHINGTON MOD.D1011,2X1X10
5330182485 | ACTIVE | 01012101 | 01012101 | 1 | EA | MECH | GASKET, LOCKWASHR/IMPELLER, 5/8"ID X1-3/4"OD X 1/32"THK, ROUND, NON-ASBESTOS, WORTHINGTON PUMPS CORP, 390100-10
5330195156 | ACTIVE | 01012101 | 01012101 | 6 | EA | MECH | GASKET, IMPELLER NUT, TEFLON, NON-ASBESTOS, WORTHINGTON PUMP CORP, 390096
3110074535 | ACTIVE | 33333333 | 01012102 | 1 | EA | MECH | BEARING, CONE/CUP, 3.8750"ID, 7.2500"OD, 2.5000"W, TAP, 41867.5, EKATO, 0921552, LIMESTONE
3110074600 | ACTIVE | 99999999 | 01012102 | 1 | EA | MECH | BEARING, ROLLER, EKATO, 0921673, WU: LIMESTONE
3110074477 | ACTIVE | 01012102 | 01012102 | 2 | EA | MECH | BEARING, CONE/CUP, 4.3307"ID, 6.4961"OD, 1.3780"W, TAP, 41936.3, EKATO, 0921778, LIMESTONE
3110074295 | ACTIVE | 99999999 | 01012102 | 1 | EA | MECH | BEARING, BALL, SNGL ROW CNRD, 1.1811"ID, 2.8346"OD, 0.7480"W, SNAP RNG GRVD,12059, EKATO, 0919629, WU:LS, BALL MILL PROD TANK, AGTATR//GEAR TYPE
3040055802 | ACTIVE | 01012104 | 01012104 | 1 | EA | MECH | SHAFT, DECLUTCH, LIMITORQUE VALVE CONTROLS, 60-311-0008-2, WU: LIMITORQUE VALVE SB-00 OPERATOR 393529A, S/N237009, UNIT 4
5365212355 | ACTIVE | 01012105 | 01012105 | 2 | EA | MECH | RING, WEAR, CSNG, PNM MACHINE SHOP, SJS-M694, WU:GOULDS PMP MDL 3415, SIZE 12 X 14-18, RAW WATER PMPS 1-5
4810119273 | ACTIVE | 01012106 | 01012106 | 6 | EA | ELEC/INS | VALVE, SOLENOID, FAST ACTING, OEM, NON-ASB, GENERAL ELECTRIC CO., 204B1134P0001
6250000624 | ACTIVE | 99999999 | 01012106 | 2 | EA | ELEC/INS | BALLAST, LIGHTING, PREHEAT, T-12/T-8, 120 V, 0.67 A, 30/40 W, 60 HZ, GENERAL ELECTRIC CO., 6G3706
4730122589 | ACTIVE | 01012107 | 01012107 | 12 | EA | MECH | NOZZLE, 1/4", UCC, 40371-3
5110000204 | ACTIVE | 01012107 | 01012107 | 4 | EA | TOOL | DRESSER, WHEEL, GRIND, DESMOND-STEPHAN MFG, #0
5110000600 | ACTIVE | 01012107 | 01012107 | 5 | ST | TOOL | CUTTER, GRINDING WHEEL, 1-1/4", STL, DESMOND-STEPHAN MFG CO, BY DESCRP
4140000953 | ACTIVE | 01012108 | 01012108 | 1 | EA | ELEC/INS | FAN, ELEVATOR, WHITE PLASTIC, ALIMAK ELEVATOR CO., 3000-392-441, WU:LINDEN-ALIMAC MINI-SCANDO STACK ELEVATOR, U-3&4
4810135675 | ACTIVE | 01012109 | 01012109 | 1 | EA | MECH | STEM, PLUG, MASONEILAN DIV., 010154111-163H0000
4810124067 | ACTIVE | 01012109 | 01012109 | 2 | EA | ELEC/INS | CONTROL, PILOT DIRECT ACTION, HIGH CAPACITY, FLGD, MASONEILAN DIVISION, 051309016-999-0000, WU: MASONEILAN CONTROL VALVES
4810124059 | ACTIVE | 01012109 | 01012109 | 2 | EA | ELEC/INS | CONTROL, PILOT DIRECT ACTION, STANDARD CAPACITY, MASONEILAN DIV., 051309-015-999
4810135667 | ACTIVE | 01012109 | 01012109 | 3 | EA | ELEC/INS | NUT, DRIVE, MASONEILAN DIVISION, 010109001-104A0000
5330202291 | ACTIVE | 01012109 | 01012109 | 3 | ST | MECH | PACKING, PREFORMED, RING, (6 PCS=1 ST), NON-ASB, MASONEILAN DIVISION, 011488495-999-0000
5330202804 | ACTIVE | 01012109 | 01012109 | 6 | EA | MECH | PACKING, VALVE, NON-ASB, MASONEILAN DIVISION, 005675-825-913
5330202309 | ACTIVE | 01012109 | 01012109 | 17 | EA | MECH | PACKING, NON-ASB, MASONEILAN DIVISION, 005675-804-913
5330193516 | ACTIVE | 01012109 | 01012109 | 6 | EA | MECH | GASKET, PILOT, NEOPRENE, NON-ASBESTOS, MASONEILAN DIVISION, 051312-001-660
5930235592 | ACTIVE | 33333333 | 01012113 | 2 | EA | ELEC/INS | SWITCH, LIMIT, SNAPLOCK, HAZ LOC, NAMCO CONTROLS, EA80020150, WU:TRIPPER CAR 5C & 5D
5930232664 | ACTIVE | 33333333 | 01012113 | 2 | EA | ELEC/INS | SWITCH, LIMIT, SNAPLOCK, 125-600 AC/125/250 DC V, 10/7.5/5/2.5AC/2.5/.75 DC, NEUT POSN, 4 NO, 1/4/13, NAMCO CONTROLS, EA700-55000
6240313384 | ACTIVE | 01012117 | 01012117 | 5 | EA | ELEC/INS | LAMP, MERC VAPOR, HID, 175 W, MOGUL, E-28, DELUXE WH, 7200 LM, 24000 HR, GENERAL ELECTRIC CO., H175DX39-22
8430000433 | ACTIVE | 33333333 | 01012118 | 10 | PR | SAFETY | BOOTS, RUBBER, SIZE 11, BLK, SLIP ON, STL TOE, W/GRIP SOLE, DISPOSABLE, ANY MFG, BY DESCRP, WU: WET & CHEMICAL CONTAMINATED AREAS, PLANT WIDE
4730136142 | ACTIVE | 33333333 | 01012120 | 2 | EA | MECH | CLAMP,ALL-A-ROUND,3"X 12",304 STNLESS STL,W/BLTS/NUTS/BAR WSHRS,MORRIS COUPLING COMPANY,8103506B031,WU GENERAL PLANT USE
8430000441 | ACTIVE | 01012121 | 01012121 | 2 | PR | SAFETY | BOOTS, RUBBER, SIZE 12, BLK, SLIP ON, W/O STL TOE, W/GRIP SOLE, DISPOSABLE, GRAINGER 3XE90, WU:WET & CHEMICAL CONTAMINATED AREAS, PLANT WIDE
0100001409 | ACTIVE | 01012122 | 01012122 | 28 | EA | SAFETY | RESPIRATOR, CARTRIDGE, HALF MASK, MEDIUM, THREE M, 7502
3020054510 | ACTIVE | 33333333 | 01012201 | 2 | EA | MECH | HUB, GEAR, COOPER IND, 8500742, WU:GARDNER DENVER CYCLO BLOWER MDL 11CDL23B, UNIT 4
3040057592 | ACTIVE | 01012201 | 01012201 | 1 | EA | MECH | HUB, GEAR, GARDNER-DENVER CO, 8500011, WU:GARDNER DENVER CYCLO BLOWER MOD 7CDL14H, UNIT 4
5975260562 | ACTIVE | 01012202 | 01012202 | 2 | EA | ELEC/INS | BOX, ELECTRICAL, JCTN, 8" X 10" X 4", W/LIFT OFF CVR, HOFFMAN, A-1008LP
5330195396 | ACTIVE | 33333333 | 01012202 | 2 | EA | MECH | GASKET, SIDE, 151 PSI, NON-ASBESTOS, KETEMA INC, 67S-0083V-0030
5330182089 | ACTIVE | 01012203 | 01012203 | 4 | EA | MECH | GASKET, SHELL, 1000 DEG F/1800 PSI, NON-ASBESTOS, GENERAL ELECTRIC COMPANY, 341A2967P0035
4730115088 | ACTIVE | 01012204 | 01012204 | 4 | EA | MECH | FLANGE, PIPE, 4" NPS, SA182F316L, 150 LB, STD BORE, RAISED FACE, SCKTWELD, ANY MFG, BY DESCRP
3030054583 | ACTIVE | 01012204 | 01012204 | 30 | EA | MECH | BELT, DRIVE, V, 0.500"W, 0.281"THK, 29.000" OUTER CIR, NATIONAL PRODUCTS, INC., 4L290
5310153431 | ACTIVE | 01012206 | 01012206 | 14 | EA | MECH | NUT, OEM, GENERAL ELECTRIC, U615X000P0220
4820119289 | ACTIVE | 01012208 | 01012208 | 2 | EA | MECH | VALVE, GLOBE, 1", F22 BODY, SCKTWELD, 1500/4200 PSI, CAST STELLITE, NON-ASB, FIG 5617B-F22, ASME/ANSI B16.34, YARWAY,108126-05
4320085121 | ACTIVE | 01012208 | 01012208 | 2 | EA | MECH | SLEEVE,SHAFT,PUMP,PNM MACHINE SHOP,SJS-M383, WORTHINGTON, 96049301
4320085469 | ACTIVE | 01012208 | 01012208 | 1 | EA | MECH | SLEEVE,SHAFT,PUMP,W20,PNM MACHINE SHOP,SJS-M409, ITEM 14,WU:WORTH BC5 SEED RECYCLE U-3&4, BC WASTE STORAGE, SO2 BRINE CONDENSAT
5325000429 | ACTIVE | 01012209 | 01012209 | 10 | PK | ELEC/INS | TIE,TY-RAP,3.62"L, TY-RAP, 100EA/PK,NYLON,BLACK,0.091 IN,THOMAS & BETTS COMPANY,TY523MX
4810124968 | ACTIVE | 01012210 | 01012210 | 1 | EA | MECH | SEAL, STEM/VLV, THE LESLIE CO., 37740
5330211391 | ACTIVE | 99999999 | 01012210 | 80 | EA | MECH | GASKET, 3"ID X 3-5/8"OD X 1/8"THK, ROUND, TEFLON, NON-ASBESTOS, ANY MFG, BY DESCRP
0000001149 | ACTIVE | 33333333 | 01012213 | 1 | EA | MECH | SLEEVE,SHAFT,PUMP,AURORA PUMP,756-0524-208,WU:AURORA PUMP 364, EVAPORATIVE COOLER PUMPS
5305153495 | ACTIVE | 99999999 | 01012213 | 4 | EA | MECH | SCREW, CAP, 1/4" X 2-3/8", SCKT/HEX, STL, 20 TPI
5210000021 | ACTIVE | 01012214 | 01012214 | 2 | EA | TOOL | LINE, CHALK, PLUMB BOB REEL, 100'L, IRWIN AUGER BIT CO., 125-100
7510433407 | ACTIVE | 01012214 | 01012214 | 2 | EA | MECH | CHALK, MARKING, 8 OZ, BTL, BLU, IRWIN AUGER BIT CO, BY DESCRP
7510434678 | ACTIVE | 33333333 | 01012214 | 12 | EA | MECH | CHALK, MARKING, 8 OZ, PLAST BTL, WH, IRWIN AUGER BIT, BY DESCRP
4810123820 | ACTIVE | 01012215 | 01012215 | 2 | EA | MECH | DIAPHRAGM, VALVE, GRADE B, TYPE 'T', BLACK BUTYL, 3" VLV, GRINNELL, 5976, WU:GRINNEL VALVE, FIG 2538 & 2433, DEMIN. U-3&4
4810123929 | ACTIVE | 01022215 | 01012215 | 4 | EA | MECH | DIAPHRAGM, VALVE, TYPE 'T', NEOPRENE, 1-1/2" VLV, GRINNELL, 666, WU:GRINNEL VLV, FIG 2538 & 2433, DEMINERALIZER, U-3&4
4810113268 | ACTIVE | 01012215 | 01012215 | 2 | EA | MECH | DIAPHRAGM, VALVE, BUTYL, 2", GRINNELL CO, 2537133325W2, WU:GRINNELL VLV MDL 2537-B-3325-WB2
4810124026 | ACTIVE | 01012215 | 01012215 | 7 | EA | MECH | DIAPHRAGM, VALVE, TYPE C, 1/2" VLV, GRINNELL CO, BY DESCRP, WU:GRINNEL VLV, FIGURE 2538 & 2433, DEMIN, U-3
4810123937 | ACTIVE | 01012215 | 01012215 | 2 | EA | MECH | DIAPHRAGM, VALVE, TYPE 'T', 2" VLV, GRINNELL, BY DESCRP, WU:GRINNEL VLV, FIG 2538 & 2433, DEMIN, U-3&4
6640000433 | ACTIVE | 33333333 | 01012219 | 11 | EA | CHEM | BEAKER, DBL SCALE GRIFFIN, GL, 1000 ML, 25 ML, LOW FORM W/SPOUT, CORNING GLASS WORKS, 1000
8415000754 | ACTIVE | 01012220 | 01012220 | 14 | EA | SAFETY | OVERALLS, BIB/SNAP FLY, LG, PVC, NEESE IND, 35BTFYL, PANTS FOR RUBBER RAIN SUIT
4720001660 | ACTIVE | 01012221 | 01012221 | 1 | AS | MECH | HOSE, HYD, 1/4", 18'6"L, MNPT, GATES RUBBER, 4C2AT, (CONSIST OF (18') 4C2AT REEL, (2) 44MP, (2) 4PC1FA)
0100001692 | ACTIVE | 01012301 | 01012301 | 2 | EA | MECH | SLEEVE,SHAFT,304 SS,PNM MACHINE SHOP,SJS-M56,WU:U-3&4 HOTWELL PUMPS
4320078241 | ACTIVE | 01012301 | 01012301 | 2 | EA | MECH | SLEEVE,SHAFT,PUMP,PNM MACHINE SHOP,SJS-M416, WU: WORTHINGTON FILTER FEED PUMP
3010050700 | ACTIVE | 01012301 | 01012301 | 3 | EA | MECH | COUPLING, DRIVE, SHFT, 1", WORTHINGTON PUMP CORP, CPL-000410-00, WU: WORTHINGTON MODEL 6H15-1
5330193193 | ACTIVE | 01012302 | 01012302 | 2 | EA | MECH | O-RING, 260, 6-1/2"ID X 1/8", VITON, GENERAL ELECTRIC, U473X00BS260
5330194761 | ACTIVE | 01012302 | 01012302 | 11 | EA | MECH | O-RING, 151-B70, 3"ID, 3/32, BUNA-N, FOUR STATES GASKETS, BY DESCRP
5330204586 | ACTIVE | 01012302 | 01012302 | 9 | EA | MECH | O-RING, 013, 7/16"ID X 1/16", BUNA-N, AMETEK / MANSFIELD & GREE, (T-154) 10-90027
4540000561 | ACTIVE | 01012304 | 01012304 | 6 | EA | ELEC/INS | SPLICE,KIT,TAPE/HEAT,THERMON MANUFACTURING COM,23011 PTSK
4540000553 | ACTIVE | 01012304 | 01012304 | 4 | EA | ELEC/INS | END, CAP, RTV ADHESIVE AND CAUTION LABEL, THERMON MANUFACTURING COM, ET-7C, WU: HEAT TRACE
5330194092 | ACTIVE | 01012305 | 01012305 | 7 | EA | MECH | GASKET, COVER, NON-ASBESTOS, GENERAL ELECTRIC COMPANY, 0383B858P0003
5305145111 | ACTIVE | 01012307 | 01012307 | 1 | EA | MECH | SCREW, IMPELLER, DXP ENTERPRISES INC, R74492-1-2226
5305144007 | ACTIVE | 01012307 | 01012307 | 1 | EA | MECH | SCREW, IMPELLER, 5/16"DIA, 1"L, 18 TPI, 316 SS, GOULDS PUMPS, B00055B05-2229
3110072588 | ACTIVE | 33333333 | 01012308 | 1 | ST | MECH | BEARING, CONE/CUP, 3.2500"ID, 5.9090"OD, 1.7500"W, 2 CONES/1 CUP, MARLEY COOLING TOWER, 229724M, WU: MARLEY COOLING TOWER SERIES 36
3110070004 | ACTIVE | 01012308 | 01012308 | 4 | ST | MECH | BEARING, CONE/CUP, 5.0000"ID, 9.2500"OD, 5.5000"W, TAP, MARLEY COOLING TOWER, 229666M
3110069998 | ACTIVE | 01012308 | 01012308 | 4 | ST | MECH | BEARING, CONE/CUP, 6.5000"ID, 8.8750"OD, 1.6250"W, 42044, MARLEY COOLING TOWER, 229716M, WU: MARLEY COOLING TOWER SERIES 36
2825004704 | ACTIVE | 33333333 | 01012311 | 1 | EA | MECH | SHIELD, 32-3/4" DIA, RUBBER DISC, 1/8 THK, GENERAL ELECTRIC, 143A6604P0006, WU:GE TURBINES 170X763,170X764, SEQ.0204, ATMSPHER RE, U-3&4
0000000446 | ACTIVE | 33333333 | 01012312 | 1 | EA | MECH | SEAL, LABYRINTH, WARMAN, QV 062D81, LIMESTONE WU: REAGENT PREP/D-WATER AREA SUMP
0000000454 | ACTIVE | 33333333 | 01012312 | 2 | EA | MECH | SEAL, LABYRINTH, WARMAN, D 06210D81, LIMESTONE WU: SLURRY TRANSFER PUMP
0000000451 | ACTIVE | 01012312 | 01012312 | 2 | EA | MECH | BEARING, WARMAN, D 009, LIMESTONE; WU: SLURRY TRANSFER PUMP
0000000457 | ACTIVE | 01012312 | 01012312 | 4 | EA | MECH | SEAL, VOLUTE LINER, WARMAN, DH 2125S01, LIMESTONE WU: SLURRY TRANSFER PUMP
0000000453 | ACTIVE | 01012312 | 01012312 | 1 | EA | MECH | NUT, LOCK, LABYRINTH, WARMAN, D-061E-62, LIMESTONE WU: SLURRY TRANSFER PUMP
0000000452 | ACTIVE | 01012312 | 01012312 | 2 | ST | MECH | SHIM, SET, END COVER, 9 PCS, WARMAN, D-025P10, WU: LIMESTONE SLURRY TRANSFER PUMP
0000000456 | ACTIVE | 01012312 | 01012312 | 2 | EA | MECH | RING, PISTON, HOOK STYLE, WARMAN, D 108HG01, WU: LIMESTONE SLURRY TRANSFER PUMP
6685362730 | ACTIVE | 01012313 | 01012313 | 1 | EA | ELEC/INS | GAUGE, PRESSURE, BRS, BACK, 0-160 PSI, FISHER CNTLS, 11B4040X032, WU:FISHER VLV POSITINR, MDL3570, 165LB STEAM LET DOWN,PCV 1-4,2-4
6685369719 | ACTIVE | 01012313 | 01012313 | 3 | EA | ELEC/INS | GAUGE, PRESSURE, 1-1/2", BRS, BACK, 0-30 PSI, FISHER CONTROLS COMPANY, 21B4037X012
6685367507 | ACTIVE | 01012313 | 01012313 | 3 | EA | ELEC/INS | GAUGE, PRESSURE, 3-15 PSIG, ANY MFG, BY DESCRP
6685365246 | ACTIVE | 01012313 | 01012313 | 1 | EA | ELEC/INS | GAUGE, PRESSURE, 3-1/2", 1/4"NPT, LOW, 3-15 PSI, WIKA INSTRUMENTS, 111-10-RVR
6685365626 | ACTIVE | 01012313 | 01012313 | 5 | EA | ELEC/INS | GAUGE, PRESSURE, 1-1/2", 1/8"NPT, BACK, 0-30 PSI, Reotemp PD15N2C8P16-D
3020054684 | ACTIVE | 01012315 | 01012315 | 4 | AS | MECH | WHEEL, ASSY/STABILIZER, WW SLY MFG, AB-508, WU:WW SLY FILTER TRAVELER, BAGHOUSE, FLYASH, U-3
0000000476 | ACTIVE | 01012316 | 01012316 | 2 | EA | MECH | SEAL, VOLUTE LINER, WARMAN, E 4124S01, WU: BALL MILL PROD. PUMP
0000000467 | ACTIVE | 01012316 | 01012316 | 1 | EA | MECH | RETAINER, GREASE, WARMAN, D 046G01, WU: BALL MILL PROD PUMP
0000000444 | ACTIVE | 33333333 | 01012316 | 1 | EA | MECH | NUT, LOCK, LABYRINTH, WARMAN, QV 061E62, WU:LIMESTONE REAGENT PREP/D-WATER AREA
9515000223 | ACTIVE | 01012318 | 01012318 | 2 | BX | STRUC | SHIM, STOCK, 6"W, 50"L, 0.002"THK, 302 SS, THE ANCHOR PACKING CO., BY DESCRP
9515000207 | ACTIVE | 01012318 | 01012318 | 5 | BX | STRUC | SHIM, STOCK, 6"W, 100"L, 0.010"THK, CS, THE ANCHOR PACKING CO, BY DESCRP
9515000231 | ACTIVE | 01012318 | 01012318 | 5 | BX | STRUC | SHIM, STOCK, 6"W, 100"L, 0.003"THK, CS, THE ANCHOR PACKING CO., BY DESCRP
0000000252 | ACTIVE | 33333333 | 01012321 | 40 | EA | MECH | PLUG, SPARK, AUTO PARTS & EQUIPMENT CO, R45TS
0000000145 | ACTIVE | 33333333 | 01012322 | 3 | EA | MECH | FILTER,AIR,CARQUEST,87519
6110295059 | ACTIVE | 99999999 | 01012401 | 1 | EA | ELEC/INS | HEATER, OVERLOAD, C21.4B, GENERAL ELECTRIC CO., CR123C21.4B
6110294292 | ACTIVE | 01012403 | 01012403 | 2 | ST | ELEC/INS | CONTACT,STA/MAIN,(8) 90 DEG STA,(4) MOVEABLE CONTS,(4) SPRNGS,(8) SCRS,(4) SM BRKTS,SIZE 1,ABB POWER T&D CO.,373B331G09,WU: ELECTRICAL
5930228571 | ACTIVE | 99999999 | 01012403 | 12 | EA | ELEC/INS | SWITCH, LIMIT, INTLK, NO, 1 POLE, GENERAL ELECTRIC CO., 456A866P5
6110295091 | ACTIVE | 99999999 | 01012403 | 3 | ST | ELEC/INS | CONTACT, MAIN, SZ00, 3&4 POLE TYPE A, ABB POWER T&D, 373B331G18
0100002982 | ACTIVE | 99999999 | 01012404 | 1 | EA | ELEC/INS | VALVE, SELECTOR/MASTER PRESSURE OPERATED, 1", NON-ASB, CHEMTRON, 1061-0371, WU: U-3&4 PULV CO2 CARDOX SYS
5310160949 | ACTIVE | 33333333 | 01012404 | 84 | EA | MECH | WASHER, OEM, GE, 234A6320P0004, WU: TURBINES 170X650,170X763,170X764, SEQ.NO. 0895, HP GEN END COUPLING, U-1,3&4
5136000212 | ACTIVE | 01012405 | 01012405 | 8 | EA | TOOL | DIE, BOLT, NUT, 7/8", CS, 9 TPI, HEXAGON, DYNA SYSTEMS, 020-4-3500
5136000139 | ACTIVE | 01012405 | 01012405 | 8 | EA | TOOL | DIE, BOLT, NUT, 1", CS, 8 TPI, HEXAGON, DYNA SYSTEMS, 020-4-3700
5136000014 | ACTIVE | 01012405 | 01012405 | 16 | EA | TOOL | DIE, BOLT, NUT, 1/2", CS, 13 TPI, HEXAGON, DYNA SYSTEMS, 020-4-2900
5136000626 | ACTIVE | 01012405 | 01012405 | 18 | EA | TOOL | DIE, BOLT, NUT, 5/8", CS, 11 TPI, HEXAGON, DYNA SYSTEMS, 020-4-3100
5136000188 | ACTIVE | 01012405 | 01012405 | 10 | EA | TOOL | DIE, BOLT, NUT, 3/4", CS, 10 TPI, HEXAGON, DYNA SYSTEMS, 020-4-3300
5136000204 | ACTIVE | 01012405 | 01012405 | 11 | EA | TOOL | DIE, BOLT, NUT, 9/16", CS, 12 TPI, HEXAGON, DYNA SYSTEMS, 020-4-3000
5136000618 | ACTIVE | 01012405 | 01012405 | 20 | EA | TOOL | DIE, BOLT, NUT, 5/16", CS, 18 TPI, HEXAGON, DYNA SYSTEMS, 020-4-1700
5136000360 | ACTIVE | 33333333 | 01012405 | 5 | EA | TOOL | DIE, BOLT, NUT, 7/16", CS, 14 TPI, HEXAGON, MORSE CUTTING TOOL, 31307
5136000519 | ACTIVE | 01012405 | 01012405 | 9 | EA | TOOL | DIE, BOLT, NUT, 3/8", CS, 16 TPI, HEXAGON, DYNA SYSTEMS, 020-4-2100
5136000436 | ACTIVE | 01012405 | 01012405 | 5 | EA | TOOL | DIE, BOLT, NUT, 1/4", CS, 20 TPI, HEXAGON, DYNA SYSTEMS, 020-4-1300
4720000563 | ACTIVE | 01012408 | 01012408 | 1 | EA | MECH | TUBING, FLEX, INSTRUMENT, 1/4", 12"L, 321 SS, CAJON CO, 321-4-X-12
4720000613 | ACTIVE | 01012408 | 01012408 | 2 | EA | MECH | TUBING, FLEX, INSTRUMENT, 3/8", 6"L, 321 SS, CAJON CO., 321-6-X-6
4720000068 | ACTIVE | 01012408 | 01012408 | 2 | EA | MECH | TUBING, FLEX, INSTRUMENT, 1/2", 6"L, 321 SS, CAJON CO., 321-8-X-6
4720000530 | ACTIVE | 01012408 | 01012408 | 5 | EA | MECH | TUBING, FLEX, INSTRUMENT, 1/4", 6"L, 321 SS, CAJON CO., 321-4-X-6
4720000571 | ACTIVE | 01012408 | 01012408 | 2 | EA | MECH | TUBING, FLEX, INSTRUMENT, 3/8", 3"L, 321 SS, CAJON CO, 321-6-X-3
4720000787 | ACTIVE | 01012408 | 01012408 | 4 | EA | MECH | TUBING, FLEX, INSTRUMENT, 1/4", 4"L, 321 SS, CAJON CO., 321-4-X-4
3110069147 | ACTIVE | 33333333 | 01012409 | 1 | EA | MECH | NUT, LOCK, 4.7244 IN, AN-24, 12 TPI, SKF AN-24
3110069139 | ACTIVE | 33333333 | 01012409 | 2 | EA | MECH | WASHER, LOCK, W-24 VACUUM PUMPS, U-3&4
4730105329 | ACTIVE | 01012410 | 01012410 | 4 | EA | MECH | SOCKOLET, 2-1/2" - 2" X 3/4" NPS, SA105, 3000 LB, ANY MFG, BY DESCRP
4730108224 | ACTIVE | 01012410 | 01012410 | 1 | EA | MECH | SOCKOLET, 1" X 1/2" NPS, SA105, 3000 LB, ANY MFG, BY DESCRP
4730109693 | ACTIVE | 01012410 | 01012410 | 2 | EA | MECH | SOCKOLET, 2-1/2" - 2" X 1/2" NPS, SA105, 3000 LB, ANY MFG, BY DESCRP
0100002050 | ACTIVE | 01012410 | 01012410 | 4 | EA | MECH | FLEXOLET, PIPE, SOCKETWELD, 36-3/4 X 1/2 NPS, SA105, 3000 LB, ANY MFG, BY DESCRIP
4730107143 | ACTIVE | 01012410 | 01012410 | 2 | EA | MECH | SOCKOLET, 1-1/2" - 1-1/4" X 1/2" NPS, SA105, 3000 LB, ANY MFG, BY DESCRP
4730110758 | ACTIVE | 01012410 | 01012410 | 5 | EA | MECH | SOCKOLET, 1-1/2" - 1-1/4" X 3/4" NPS, SA105, 3000 LB, ANY MFG, BY DESCRP
3110064015 | ACTIVE | 99999999 | 01012411 | 1 | EA | MECH | FOLLOWER, CAM, GE, 108C9695P10
5330216176 | ACTIVE | 01012414 | 01012414 | 1 | KT | MECH | SEAL, KIT, 731C ACTUATOR, BETTIS CORP., 38578, WU:BETTIS ACTUATOR, MDL 731C, REBUILD VALVES IN BOTTOM ASH
7520000386 | ACTIVE | 01012415 | 01012415 | 12 | EA | OFF/JAN | MARKER,PEN,BLACK, FINE TIP (12EA/BX),PERMANENT,WU:MARKING TY-RAP, TAGS, PLANT WIDE
7520000360 | ACTIVE | 33333333 | 01012415 | 10 | EA | OFF/JAN | MARKER,PEN,RED, FINE TIP (12EA/BX),PERMANENT,WU:MARKING TY-RAP, TAGS, PLANT WIDE
7520000287 | ACTIVE | 01012415 | 01012415 | 76 | EA | OFF/JAN | MARKER,PEN,WIDE,BLACK,FELT TIP
7520000279 | ACTIVE | 01012415 | 01012415 | 6 | EA | OFF/JAN | MARKER,PEN,WIDE,RED,FELT TIP
0100005641 | ACTIVE | 33333333 | 01012419 | 1 | EA | ELEC/INS | DETECTOR, FLAME, TRIPLE IR (IR3), 4" X 4.6" X 6.18", 40/40I, SPECTREX, SS 316L W/ELECTRO POLISH FINISH
6685360767 | ACTIVE | 01012502 | 01012502 | 2 | EA | MECH | THERMOWELL, 0.260" BORE, 10-1/2"L, 304 SS, 3/4"NPT, 12"STEM, ANY MFG, BY DESCRP
6685360098 | ACTIVE | 01012502 | 01012502 | 2 | EA | MECH | THERMOWELL, 0.260" BORE, 6-1/2"L, 316 SS, 3/4" NPT, 4-1/2" U-DMNSN, TAPERED SHANK, ASHCROFT, 75W0450HT260S
6685360668 | ACTIVE | 01012502 | 01012502 | 2 | EA | MECH | THERMOWELL, 0.260 "BORE, 316 STNLESS STL, 3/4" NPT, ALLOY ENGINEERING CO, 260L-U4-1/2, WU: WEKSLER MODEL AF09 GAUGES
6685359728 | ACTIVE | 01012502 | 01012502 | 3 | EA | MECH | THERMOWELL, 0.260" BORE, 2-1/2"L, 304 STNLESS STL, 3/4"NPT, 4"STEM, ANY MFG, BY DESCRP, WU: UNIT 4
6685359462 | ACTIVE | 01012502 | 01012502 | 1 | EA | MECH | THERMOWELL, 3/8"BORE, 7-1/2"L, 304 STNLESS STL, 3/4"NPT, 9"STEM, REOTEMP INSTRUMENT CORPOR, BY DESCRIPTION
6685362094 | ACTIVE | 01012502 | 01012502 | 1 | EA | MECH | THERMOWELL, 0.260" BORE, 4-1/2"L, 304 STNLESS STL, 3/4"NPT, 6"STEM, ABB KENT-TAYLOR, INC., ST6304
5365215093 | ACTIVE | 99999999 | 01012504 | 1 | EA | MECH | SHIM, GENERAL ELECTRIC, 155C4485P0009
5330195917 | ACTIVE | 01012504 | 01012504 | 1 | EA | MECH | RING, SEALING, VALVE, THE WM. POWELL CO., 16017
5307150606 | ACTIVE | 99999999 | 01012504 | 4 | EA | MECH | STUD, TAP, GENERAL ELECTRIC, U606P218L1612
5305154212 | ACTIVE | 01012505 | 01012505 | 92 | EA | MECH | SCREW, CAP, 7/8" X 3-1/2", HEX, STL, 9 TPI, GRD 8
5310160691 | ACTIVE | 01012505 | 01012505 | 21 | EA | MECH | WASHER, FLAT, 7/8", HASTALLOY, ANY MFG, BY DESCRP
5310153480 | ACTIVE | 01012505 | 01012505 | 68 | EA | MECH | NUT, HEX, 3/4", GR 2H, A194 CS, ASTM, ANY MFG, BY DESCRP
3910000557 | ACTIVE | 01012506 | 01012506 | 2 | EA | MECH | COVER, FRONT ACCESS,UCC, 15517, WU: NUVA FEEDER INSPECTION COVER, UNIT 4
4410000287 | ACTIVE | 01012508 | 01012508 | 8 | EA | MECH | LUG, TUBE, SUPPORT, A297 GR HH, FOSTER WHEELER ENERGY CORP, BY DESCRP
4410000303 | ACTIVE | 01012508 | 01012508 | 8 | EA | MECH | LUG, TUBE, SUPPORT, A297 GR HH, FOSTER WHEELER ENERGY CORP, BY DESCRP
4410000311 | ACTIVE | 01012508 | 01012508 | 9 | EA | MECH | LUG, TUBE, SUPPORT, A297 GR HH, FOSTER WHEELER ENERGY CORP, BY DESCRP
4410000295 | ACTIVE | 01012508 | 01012508 | 21 | EA | MECH | LUG, TUBE, SUPPORT, A297 GR HH, FOSTER WHEELER ENERGY CORP, BY DESCRP
4320085113 | ACTIVE | 01012510 | 01012510 | 1 | EA | MECH | IMPELLER, OEM, 7.3"DIA, 316 SS, WORTHINGTON PUMPS CORP., 959378,(CCN#74377847) WU: DEMIN FEED U3&4,WORTH MD#D1012, FR#2, 3X2X8, S/N Y670153, A&B
4320086384 | ACTIVE | 01012510 | 01012510 | 1 | ST | MECH | GLAND, PACKING, HALF, NON-ASB, WORTHINGTON, ITEM 9, WU:WORTH MDL 12H135-3, SIZE 12", 316SS, #3 POND WATER SUMP
0100006535 | ACTIVE | 01012510 | 01012510 | 1 | KT | MECH | O-RING, KIT, (4) 13-1/2"ID X .139"CS VITON ORINGS, (1) 14-5/8"ID X .139"CS VITON, (1) 11-7/8"ID X .139"CS VITION, 4-STATES GASKET, BY DESCRP
5975266940 | ACTIVE | 01012511 | 01012511 | 4 | EA | ELEC/INS | RESET, ELECTRICAL, KIT/REPL, NEMA 12 SZ 00-4, ABB POWER T&D, 176C585G07, WU:ALL A200 ENCLOSURES
9515000033 | ACTIVE | 01012518 | 01012518 | 8 | BX | STRUC | SHIM, STOCK, 6"W, 50"L, 0.008"THK, 302 SS, THE ANCHOR PACKING CO., BY DESCRP
9515000215 | ACTIVE | 01012518 | 01012518 | 2 | BX | STRUC | SHIM, STOCK, 6"W, 50"L, 0.001"THK, 302 SS,THE ANCHOR PACKING CO., BY DESCRP
9515000280 | ACTIVE | 01012518 | 01012518 | 1 | BX | STRUC | SHIM, STOCK, 6"W, 100"L, 0.001"THK, CS, THE ANCHOR PACKING, BY DESCRP
6105289224 | ACTIVE | 01012522 | 01012522 | 2 | EA | ELEC/INS | MOTOR, ELECTRIC, 1-1/2 HP, 1725 RPM, 145TCZ FR, 230/460 V, 3 PH, 60 HZ, 4.40/2.20 A, DIAMOND POWER, 844617-0090, WU:D-P MDL IKS SOOTBLOWER MO
6680345342 | ACTIVE | 01012601 | 01012601 | 1 | EA | TOOL | GAUGE, LEVEL, OIL, GARDNER-DENVER COMPANY, 8508627
6685366723 | ACTIVE | 01012601 | 01012601 | 1 | EA | TOOL | GAUGE, LEVEL, OIL, 3/8"NPT, BRS, ESSEX, OG5265 W/SD103 SHIELD, WU: PLANT WIDE
6680338495 | ACTIVE | 01012601 | 01012601 | 3 | EA | TOOL | GAUGE, LEVEL, OIL, 1/4"MNPT, 3-13/16", ANCHOR PACKING CO, BY DESCRP
6680338248 | ACTIVE | 01012601 | 01012601 | 1 | EA | ELEC/INS | GAUGE, SIGHT, STOCK EQUIPMENT COMPANY, V402164.BO1
6680338792 | ACTIVE | 01012601 | 01012601 | 8 | EA | TOOL | GAUGE, LEVEL, OIL SIGHT, 1/4"NPT, 3-1/2"L, ONE THREADED, ONE CLOSED, DIAMOND POWER, 904715-0018, WU: SOOT BLOWER POPPET VALVE
5307150093 | ACTIVE | 33333333 | 01012601 | 1 | EA | MECH | STUD, TURBINE, GENERAL ELECTRIC COMPANY, F702A125054-22-D02
5307150754 | ACTIVE | 99999999 | 01012601 | 6 | EA | MECH | STUD, GENERAL ELECTRIC COMPANY, F702A100050-24-D02
4810122590 | ACTIVE | 33333333 | 01012602 | 1 | EA | MECH | VALVE, INNER, NON-ASB, THE LESLIE CO., 44284
4810122673 | ACTIVE | 33333333 | 01012602 | 1 | EA | MECH | VALVE, MAIN, NON-ASB, THE LESLIE CO., 44029, WU: TURBINE STEAM SEAL & CONTROLLER
5330203190 | ACTIVE | 33333333 | 01012602 | 1 | ST | MECH | PACKING, VALVE, (13 PCS=1 SET), NON-ASB, LESLIE CO, 69544, WU: LESLIE VALVE, CLASS DOUFX, 1-1/4", CODE 7X6A5PL, S/N 726629-1, DWG 10/2.4.4, ALT
4810123655 | ACTIVE | 01012602 | 01012602 | 1 | EA | MECH | DIAPHRAGM, LINEAR, 4", THE LESLIE CO., 37810-94
5315160217 | ACTIVE | 01012603 | 01012603 | 7 | EA | MECH | PIN, GENERAL ELECTRIC COMPANY, 254A7796P0101
5315159961 | ACTIVE | 01012603 | 01012603 | 2 | EA | MECH | PIN, GENERAL ELECTRIC COMPANY, 182A4382P0001
3020053140 | ACTIVE | 01012605 | 01012605 | 3 | EA | MECH | GEAR, DRIVE/SCREW TUBE, DIAMOND POWER, 315579-1142, WU: D-P SOOTBLOWER MDL IR-3, FRONT BRACKET ASSY, U3&4
3020050955 | ACTIVE | 01012605 | 01012605 | 1 | EA | MECH | GEAR, SPUR, 47 TEETH, COPES-VULCAN, CV335238-1127, WU:SOOTBLOWER THERMO PROBE U-2; SECONDARY HELIX SPUR U-3&4
3020051797 | ACTIVE | 01012605 | 01012605 | 1 | EA | MECH | GEAR, SPUR, 39 TEETH, DIAMOND POWER, 335236-1129, WU:SOOTBLOWER THERMO PROBE U-1; MDL IK-525B & IK-545B, U-3&4
3020056051 | ACTIVE | 01012605 | 01012605 | 1 | EA | MECH | GEAR, BEVEL, LANCE, DIAMOND POWER, 323423-1136, WU: U-3&4, DP SOOTBLWR, MDL IK-525B & IK-545B
3020056085 | ACTIVE | 01012605 | 01012605 | 2 | EA | MECH | GEAR, WORM 3575, #15, 40:1, DIAMOND POWER, 349428-010A, WU:D-P SOOTBLOWER MDL IK-525B & IK-545B, U-3&4
3020051250 | ACTIVE | 01012605 | 01012605 | 1 | EA | MECH | GEAR, MOTOR, SPUR, 32 TEETH, COPES-VULCAN, CV332199-1121, WU:D-P SOOTBLOWER MDL IK-525B & IK-545B, U-3&4
3020053231 | ACTIVE | 01012605 | 01012605 | 1 | EA | MECH | GEAR, SPUR, 42 TEETH, COPES-VULCAN, CV323429-1122, WU:D-P SOOTBLOWER MDL IK-525B & ID-545B, U-3&4
4810116261 | ACTIVE | 01012607 | 01012607 | 4 | EA | ELEC/INS | VALVE, SOLENOID, 4-WAY, 1/4", BRS BODY, FNPT, 100-125 PSI, 110/120 V, 20 W, 3/16" ORIFICE, 50/60 HZ, NON-ASB, ASCO, EF8342G1
5330217067 | ACTIVE | 01012607 | 01012607 | 2 | EA | MECH | GASKET, BONNET, 2-1/16"ID X 2-1/2"OD X 1/8"THK, 650#, INCONEL/GRAPHITE, NON-ASBESTOS, FISHER CONTROLS CO, 1L122099442
5330217406 | ACTIVE | 01012608 | 01012608 | 4 | EA | MECH | PACKING, PREFORMED, 1/2"ID X 1" OD X 1/4" W, GRAPHITE LAMINATED, NON-ASB, FISHER CONTROLS CO., 1V3802X0022
5330217133 | ACTIVE | 01012608 | 01012608 | 1 | EA | MECH | GASKET, NON-ASBESTOS, FISHER CONTROLS CO, 1U9078X0012
5330223297 | ACTIVE | 01012608 | 01012608 | 1 | EA | MECH | GASKET, BOX/VALVE, 7-1/2"L X 5-3/4"W, VEGETABLE FIBER, NON-ASBESTOS, BEACH-RUSS CO, 1759
5330223321 | ACTIVE | 01012608 | 01012608 | 1 | EA | MECH | GASKET, COVER/SEPERATOR, NON-ASBESTOS, BEACH-RUSS CO, 1751
5330223313 | ACTIVE | 01012608 | 01012608 | 2 | EA | MECH | GASKET, SEPERATOR, 2-3/4"ID X 6"OD X 1/16"THK, VEGETABLE FIBER, NON-ASBESTOS, BEACH-RUSS CO, P-1753
3010050577 | ACTIVE | 01012609 | 01012609 | 3 | EA | MECH | LINK, CONNECTING, 3/16"HOLE, 1/4"DIA, 12-1/4"L, PLTD STL, 11-1/2", BAILEY CNTLS, 5312449A4, WU:BAILEY PNEUMATIC POSITIONER, ANALG CN, WRS 3&
0100006245 | ACTIVE | 01012609 | 01012609 | 1 | EA | MECH | LINK, OFFSET, #140, 1-3/4" PITCH, DRWG# 5-4901-157Z1-3, SECTION-DRIVE, RH, 26-1/2" DFC, UCC, 36025-8, WU:U1 ECONOMIZER ASH SYSTEM
0100006130 | ACTIVE | 01012609 | 01012609 | 1 | EA | MECH | LINK, OFFSET, 1-1/4" PITCH, #100, UCC, 36025-3, WU:U1 ECONOMIZER ASH SYSTEM
3020052993 | ACTIVE | 01012609 | 01012609 | 6 | EA | MECH | LINK, CHAIN, OFFSET, #120, 1-1/2"PITCH, REXNORD, 120
0100006129 | ACTIVE | 01012609 | 01012609 | 1 | EA | MECH | LINK, CONNECTING, #100, SLIP FIT TYPE, UCC, 36024-3, WU:U1 ECONOMIZER ASH SYSTEM
3020053033 | ACTIVE | 01012609 | 01012609 | 6 | EA | MECH | LINK, CHAIN, OFFSET, #41, 1/2"PITCH, REXNORD, 41
3020052985 | ACTIVE | 33333333 | 01012609 | 73 | EA | MECH | LINK, CHAIN, OFFSET/HEAVY, #80, 1"PITCH, REXNORD, 80HOL
3020052969 | ACTIVE | 33333333 | 01012609 | 3 | EA | MECH | LINK, CHAIN, OFFSET/DBL, #40-2, 1/2"PITCH, REXNORD, 40-2
3020051276 | ACTIVE | 01012609 | 01012609 | 6 | EA | MECH | LINK, CHAIN, OFFSET, #40, 1/2"PITCH, REXNORD, 40
3020053108 | ACTIVE | 01012609 | 01012609 | 5 | EA | MECH | LINK, CHAIN, OFFSET, #35, 3/8"PITCH, REXNORD, 35
5330202838 | ACTIVE | 33333333 | 01012610 | 6 | ST | MECH | PACKING, PREFORMED, 3/4"ID X 1-7/16"OD X 5/16"W, (2)G98 BULL-RINGS, (3) GRAPHLOCK=5 PCS/SET), VLV 5500 SERIES, NON-ASB, YARWAY, 965920-12
5330219246 | ACTIVE | 01012610 | 01012610 | 15 | ST | MECH | PACKING, RING, 1/2"ID X 7/8"OD, 3/16"W, (6 PCS=1 SET), NON-ASB, ANY MFG, BY DESCRP
5330219238 | ACTIVE | 01012610 | 01012610 | 12 | ST | MECH | PACKING, RING, 7/16"ID X 11/16"OD X 3/16"W, (8 PCS=1 SET), NON-ASB, ANY MFG, BY DESCRP
5330219220 | ACTIVE | 01012610 | 01012610 | 14 | ST | MECH | PACKING, RING, 3/8"ID X 5/8"OD X 1/8"W, (6 PCS=1 SET), NON-ASB, ANY MFG, BY DESCRP
5950250059 | ACTIVE | 01012612 | 01012612 | 1 | EA | ELEC/INS | TRANSFORMER, POWER, MULTI-TAP, 120/208/277, ADVANCED TRANSFORMER CO., 71A8291-500
5930233951 | ACTIVE | 01012615 | 01012615 | 2 | EA | ELEC/INS | SWITCH, LIMIT, 9007/CB34, COPES-VULCAN, CV847340-0048
5930233944 | ACTIVE | 01012615 | 01012615 | 2 | EA | ELEC/INS | SWITCH, LIMIT, 9007/CB33, 600 V, 15 A, 3PDT, CLYDE BERGEMANN, 130110, WU:DIAMOND POWER SOOT BLOWER, IR-3
5940238750 | ACTIVE | 01012615 | 01012615 | 1 | EA | ELEC/INS | BLOCK, CONTACT, AUX, 600 V, 1 NO 1 NC, TERM SCR, CUTLER-HAMMER, INC, C320KGS22
5940239212 | ACTIVE | 01012615 | 01012615 | 1 | EA | ELEC/INS | BLOCK, CONTACT, AUX, 600 V, 1 NO, TERM SCR, CUTLER-HAMMER, INC, C320KGS20
5940238412 | ACTIVE | 01012615 | 01012615 | 6 | EA | ELEC/INS | BLOCK, CONTACT, AUX, 120/240/600 V, 10 A, 1 NO 1 NC, TERM SCR, CUTLER-HAMMER, INC, 10250T1
5940239386 | ACTIVE | 33333333 | 01012615 | 6 | EA | ELEC/INS | BLOCK, CONTACT, PUSHBUTTON, OILTIGHT, TYPE T, 120/240/600 V, 10 A, 2 NO, TERM SCR, CUTLER-HAMMER, INC, 10250T2, WU: FORNEY OIL IGNITOR ASSY
5940239071 | ACTIVE | 01012615 | 01012615 | 1 | EA | ELEC/INS | BLOCK, CONTACT, PUSHBUTTON, 600 V, 1 NO, TERM SCR, CUTLER-HAMMER, INC, E30KLA1
5330210468 | ACTIVE | 01012616 | 01012616 | 1 | KT | MECH | SEAL, KIT, COMPRESSOR, AIR RELIEF INC., 03N99106
5330224477 | ACTIVE | 01012616 | 01012616 | 2 | EA | MECH | SEAL, MECHANICAL, PUMP, 2"ID X 2-13/16"OD, LAPMASTER INT'L, B295-86, WU:I-R PUMP, SIZE 2X10ATS, S/N 1074-18, 3500RPM, U-3&4
5330218255 | ACTIVE | 01012617 | 01012617 | 20 | LB | MECH | PACKING, BULK, BRAIDED/WIRE REINFORCED, 7/8", 1200 DEG F, GARLOCK 127AFP, PARKER SEAL GROUP, 2028
5325000171 | ACTIVE | 01012620 | 01012620 | 3 | PK | ELEC/INS | TIE,TY-RAP,7.31"L, TY-RAP, 100EA/PK,NYLON,BLACK,0.184 IN,THOMAS & BETTS COMPANY,TY525MX
5325000148 | ACTIVE | 33333333 | 01012620 | 1 | PK | ELEC/INS | TIE,TY-RAP,5.50"L, TY-RAP, 100EA/PK,NYLON,CLEAR,0.14 IN,PANDUIT CORP.,PLT 1.5M-C
0100005230 | ACTIVE | 01012621 | 01012621 | 5 | RO | SAFETY | TAPE, BARRICADE, WARNING, REFLECTIVE, 2", 30 FT, BLACK/YELLOW, VINYL, STRIPPED, WU:PLANT WIDE
0100005477 | ACTIVE | 01012621 | 01012621 | 5 | RO | SAFETY | TAPE, BARRICADE, ASBESTOS WARNING, 3", 1000 FT, WU:PLANT WIDE
7510433084 | ACTIVE | 01012621 | 01012621 | 81 | EA | OFF/JAN | TAPE, ADHESIVE, MASKING, 2"
7510434264 | ACTIVE | 01012622 | 01012622 | 46 | EA | OFF/JAN | TAPE, ADHESIVE, MASKING, 1"
6240313541 | ACTIVE | 01012623 | 01012623 | 13 | EA | ELEC/INS | LAMP, MERC VAPOR, HID, 400 W, DELUXE WH, GENERAL ELECTRIC CO., H33GL400DX
6685363704 | ACTIVE | 01012624 | 01012624 | 8 | EA | ELEC/INS | GAUGE, PRESSURE, 4-1/2", 1/4"MNPT, BTM, 0-160 PSIG, 3 D INSTRUMENTS, 25504-45B71, WU:U-3&4 WW, SO2, NO FLANGE KIT AVAILABLE
6680339311 | ACTIVE | 01012702 | 01012702 | 1 | EA | ELEC/INS | METER,1/8"FNPT,100 PSIG/150 DEG F,2-10 GPH,4"X 1-1/4"X 1",BLTED,F. W. DWYER,H2O,MDL VFA-42-SSV,PLAST
6680339394 | ACTIVE | 01012702 | 01012702 | 3 | EA | ELEC/INS | METER,1/8"NPT,100 PSIG/150 DEG F,3-20 GPH,4"X 1-1/4"X 1",BLTED,FW DWYER,H2O,PLAST,VFA-43-SSV
6680339352 | ACTIVE | 01012702 | 01012702 | 2 | EA | ELEC/INS | METER,1-10 SCFH,1/8"FNPT,100 PSIG/150 DEG F,4"X 1-1/4"X 1",AIR,BLTED,F. W. DWYER,PLAST,VFA-4-SSV
6680338131 | ACTIVE | 01012702 | 01012702 | 2 | EA | ELEC/INS | METER,1/8"FNPT,100 PSIG/150 DEG F,4"X 1-1/4"X 1",8-40 GPH,BLTED,FW DWYER,H2O,MDL VFA-44-SSV,PLAST
6680339279 | ACTIVE | 01012702 | 01012702 | 1 | EA | ELEC/INS | METER,0.5-12 GPH,1/8"FNPT,100 PSIG/150 DEG F,6-1/2 X 1-1/4 X 1-3/8",BLTED,FW DWYER,H2O,PLAST,VFB-BV-80
6680339493 | ACTIVE | 01012702 | 01012702 | 2 | EA | ELEC/INS | METER,0-24 GPH,1/8"FNPT,100 PSI/130 DEG F,4-9/16 X 1-3/16 X 3/4",BLTED,DWYER,H2O,POLYCARBONATE,RMA-43-SSV
6680339238 | ACTIVE | 01012702 | 01012702 | 1 | EA | ELEC/INS | METER,1/8"FNPT,100 PSIG/150 DEG F,3-10 G,4"X 1-1/4"X 1",BLTED,F. W. DWYER,H2O,MODEL VFA-43-EC-SS,PLAST
4210000057 | ACTIVE | 01012703 | 01012703 | 3 | EA | MECH | WYE, SIAMESE, 2-1/2"X 1-1/2", FNPT X MNPT, AKRON BRASS, 2681, WU:INDUSTRIAL WASHDOWN EQUIPMENT
4210000107 | ACTIVE | 01012703 | 01012703 | 3 | EA | MECH | VALVE, BALL, SHUT-OFF, 1-1/2" X 1-1/2", IPT (NPSH THRD), NON-ASB, AKRON BRASS, COM2115
4730120138 | ACTIVE | 01012703 | 01012703 | 12 | EA | MECH | ELBOW, THDED, BRS, 1/2", 45 DEG, FNPT, ANY MFG BY DESCRP
6110295158 | ACTIVE | 33333333 | 01012704 | 3 | EA | ELEC/INS | CONTACT,PWR RENEWAL/SZ 4,GOULD, INC., CORPORATE,G203F,WU: ITE STARTER SIZE 4
5940237935 | ACTIVE | 01012707 | 01012707 | 2 | EA | ELEC/INS | BLOCK, CONTACT, STD DUTY, CLASS 9001, SERIES B, 12-18 SOLID OR STRANDED, SQUARE D CO., 9001-KA1, WU: LIME SLAKER
5940239030 | ACTIVE | 01012707 | 01012707 | 3 | EA | ELEC/INS | BLOCK, CONTACT, STD DUTY, 12 TO 18 WIRES, SQUARE D. CO, 9001KA-2
5940238347 | ACTIVE | 33333333 | 01012707 | 4 | EA | ELEC/INS | BLOCK, CONTACT, STD DUTY, 12 TO 18 WIRES, SQUARE D. COMPANY, 9001-KA3
0100001525 | ACTIVE | 33333333 | 01012709 | 1 | EA | ELEC/INS | PROBE,LEEDS & NORTHRUP,04908-X01-33-333-20-02,WU:BC 5 - ANALYZER 9782C-SO-VC-E1000-BD
6630322912 | ACTIVE | 01012709 | 01012709 | 1 | EA | ELEC/INS | CELL, CONDUCTIVITY, LEEDS & NORTHRUP, 04908-X01-33-088-X7-02-00
5310161202 | ACTIVE | 01012710 | 01012710 | 29 | EA | MECH | WASHER, INSULATED, GENERAL ELECTRIC, 0144V863P0001, WU: U-4 HYDROGEN SEAL CASING BOLT INSULATING
5365215598 | ACTIVE | 33333333 | 01012710 | 106 | EA | MECH | BUSHING, INSUL, GENERAL ELECTRIC COMPANY, 0251A214P0025, WU: GE TURBINES
5330228684 | ACTIVE | 01012711 | 01012711 | 2 | KT | MECH | SEAL, KIT, MECHANICAL, (1) SHFT SEAL RNG,(1) HSNG SEAL,(2) O-RNGS, EKATO CORP, P/N 060VITON NEW, LIMESTONE
5975263434 | ACTIVE | 01012718 | 01012718 | 3 | EA | ELEC/INS | BOX, ELECTRICAL, JCTN, 6" X 6" X 4", SCR CVR/RAIN TIGHT, CIRCLE A-W PRODUCTS, 664RTSC
6680344402 | ACTIVE | 01012720 | 01012720 | 2 | EA | ELEC/INS | GAUGE, PRESSURE, GLYCERINE FILLED, 4-1/2"FACE, 1/2"NPT, 316SS, PLAST, BTM, 0-100PSI, REOTEMP, PT45P1A2P18-G-T
6685365634 | ACTIVE | 01012801 | 01012801 | 3 | EA | ELEC/INS | GAUGE, PRESSURE, HD, 1/4"NPT, 316 SS CONN MATL, 300 SS CASE MATL, BTM, 0-60 PSI, MARSH INSTRUMENT CO, J-7846
6685369966 | ACTIVE | 01012801 | 01012801 | 1 | EA | ELEC/INS | GAUGE, PRESSURE, 2-1/2", 1/8"NPT, BRS, CS, CENTER BACK, 1 PSI, 0-30 PSIG, FISHER CONTROLS COMPANY, 12B5426X012
6685370105 | ACTIVE | 01012801 | 01012801 | 1 | EA | ELEC/INS | GAUGE, PRESSURE, 2", 1/8"MNPT, BACK, 0-60 PSIG, U.S. GAUGE DIV., P845FF-16442
6685368927 | ACTIVE | 01012801 | 01012801 | 1 | EA | ELEC/INS | GAUGE, PRESSURE, 2", 1/4"NPT, CENTER BACK, 0-60 PSIG, REOTEMP, PD20N2C4P17-D
5975272195 | ACTIVE | 01012802 | 01012802 | 4 | EA | ELEC/INS | PREAMPLIFIER, WINN-MARION, 31022283, WU:ASH SYSTEM PH CONTROL LOOPS, INSTRUMENTATION
5962253596 | ACTIVE | 01012802 | 01012802 | 2 | EA | ELEC/INS | PREAMPLIFIER, LEEDS & NORTHRUP, 31022586
5330200725 | ACTIVE | 01012805 | 01012805 | 21 | EA | MECH | GASKET, GAUGE GLASS. 12"L X 1"W X 1/16"THK, GARLOCK 3000, NON-ASBESTOS, THE ANCHOR PACKING CO, BY DESCRP
6685360999 | ACTIVE | 99999999 | 01012808 | 1 | EA | ELEC/INS | GAUGE, PRESSURE, UTILITY, 1-1/2", 1/8"MNPT, BTM, 0-60 PSI, REOTEMP, PD15N2A8P17-D
3915000206 | ACTIVE | 01012814 | 01012814 | 7 | EA | MECH | ROLLER, ASSEMBLY, STRUCTURE, 5.875 DIA, G#, W/BRONZE BUSHING, UCC, 20295-1, WU:UCC ASH HANDLING SYSTEM
4730119205 | ACTIVE | 01012901 | 01012901 | 10 | EA | MECH | ELBOW, TUBE, 316 SS, 90 DEG, 1/2", TUBE X FNPT, SWAGELOK ONLY, SS-810-8-8
4730103696 | ACTIVE | 01012901 | 01012901 | 13 | EA | MECH | ELBOW, TUBE, 316 SS, 90 DEG, 1/2" X 3/8", TUBE X FNPT, SWAGELOK ONLY, SS-810-8-6
4730105444 | ACTIVE | 01012901 | 01012901 | 5 | EA | MECH | ELBOW, TUBE, 316 SS, 90 DEG, 1/2" X 1/4", TUBE X FNPT, SWAGELOK ONLY, SS-810-8
4730108703 | ACTIVE | 01012901 | 01012901 | 25 | EA | MECH | ELBOW, TUBE , 316 SS, 90 DEG, 3/8", TUBE X FNPT, SWAGELOK ONLY, SS-600-8-6
4730118074 | ACTIVE | 01012901 | 01012901 | 3 | EA | MECH | ELBOW, TUBE, 316 SS, 90 DEG, 3/8" X 1/4", TUBE X FNPT, SWAGELOK ONLY, SS-600-8-4
4730108307 | ACTIVE | 01012901 | 01012901 | 4 | EA | MECH | ELBOW, TUBE, 316 SS, 90 DEG, 1/4" TUBE X FNPT, SWAGELOK ONLY, SS-400-8-4
4730117464 | ACTIVE | 01012901 | 01012901 | 15 | EA | MECH | ELBOW, TUBE, 316 SS, 90 DEG, 1/4" X 1/8", TUBE X MNPT, SWAGELOK ONLY, SS-400-2-2
4730117035 | ACTIVE | 01012901 | 01012901 | 6 | EA | MECH | ELBOW, TUBE, 316 SS, 90 DEG, 1/4" X 1/8", TUBE X FNPT, SWAGELOK ONLY, SS-400-8-2
4730126903 | ACTIVE | 01012901 | 01012901 | 6 | EA | MECH | ELBOW, TUBE, 316 SS, 90 DEG, 1/8" X 1/4", TUBE X MNPT, SWAGELOK ONLY, SS-200-2-4
4730123801 | ACTIVE | 01012901 | 01012901 | 3 | EA | MECH | ELBOW, TUBE, UNION, 316 SS, 90 DEG, 1/8", TUBE, SWAGELOK (ONLY), SS-200-9
4730110964 | ACTIVE | 33333333 | 01012902 | 8 | EA | MECH | ELBOW, TUBE, 316 SS, 90 DEG, 1/2" TUBE X MNPT, SWAGELOK ONLY, SS-810-2-8
4730112879 | ACTIVE | 01012902 | 01012902 | 4 | EA | MECH | ELBOW, TUBE, 316 SS, 90 DEG, 1/2" X 3/8" TUBE X MNPT, SWAGELOK ONLY, SS-810-2-6
4730105816 | ACTIVE | 01012902 | 01012902 | 5 | EA | MECH | ELBOW, TUBE, 316 SS, 90 DEG, 3/8", TUBE X MNPT, SWAGELOK ONLY, SS-600-2-6
4730106004 | ACTIVE | 01012902 | 01012902 | 6 | EA | MECH | ELBOW, TUBE, 316 SS, 90 DEG, 1/4" X 1/2", TUBE X MNPT, SWAGELOK ONLY, SS-400-2-8
4730106244 | ACTIVE | 01012902 | 01012902 | 19 | EA | MECH | ELBOW, TUBE, 316 SS , 90 DEG, 1/4" X 3/8", TUBE X MNPT, SWAGELOK ONLY, SS-400-2-6
4730113976 | ACTIVE | 01012902 | 01012902 | 5 | EA | MECH | ELBOW, TUBE, 316 SS, 90 DEG, 3/8" X 1/4", TUBE X MNPT, SWAGELOK ONLY, SS-600-2-4
4730111509 | ACTIVE | 01012902 | 01012902 | 11 | EA | MECH | ELBOW, TUBE, 316 SS, 90 DEG, 1/2" X 1/4" TUBE X MNPT, SWAGELOK ONLY, SS-810-2-4
4730112333 | ACTIVE | 01012902 | 01012902 | 3 | EA | MECH | ELBOW, TUBE, 316 SS, 90 DEG, 3/8" X1/8", TUBE X MNPT, SWAGELOK ONLY, SS-600-2-2
4320077714 | ACTIVE | 01012907 | 01012907 | 1 | EA | MECH | IMPELLER, PUMP, 6"DIA, ALLOY 20, WORTHINGTON PUMPS, 960360, WU:WORTH MDL D1011, 1-1/2X1X6, S/N Y681136&A, W20, BC4 SEED RECYC, WRS
4320077771 | ACTIVE | 01012907 | 01012907 | 1 | EA | MECH | IMPELLER, PUMP, 7"DIA, 316 SS,WORTHINGTON, 959375, WU:WORTH MDL D1011, 3X1-1/2X8, S/N Y681135, 316SS, WRS 3&4
4730125327 | ACTIVE | 99999999 | 01012907 | 2 | EA | MECH | UNION, PIPE, 1-1/2" NPS, SA182F22, SCKT WELD, 9000 LB, ANY MFG, BY DESCRP, WU: STEAM PIPING, UNITS 1-2-3
6685368554 | ACTIVE | 99999999 | 01012908 | 1 | EA | ELEC/INS | THERMOCOUPLE, GENERAL ELECTRIC, U252E138G0250
6685360130 | ACTIVE | 99999999 | 01012908 | 1 | EA | ELEC/INS | THERMOCOUPLE, GENERAL ELECTRIC, U252E014U0234
0100002598 | ACTIVE | 33333333 | 01012909 | 1 | EA | MECH | HUB, HANDWHEEL, 2-3/16" ID, DUST CONTROL, 20597002M05, WU:3C OR 3D CONVEYOR OFSSET FLOP GATES 3C-ODG-1/3D-ODG-1
0100002602 | ACTIVE | 33333333 | 01012909 | 1 | EA | MECH | WHEEL, HAND, 12"DIA, DUST CONTROL, 20597001M06, WU:3D CONVEYOR SYMMETRICAL FLOP GATE 3D-SDG-1
0100002601 | ACTIVE | 33333333 | 01012909 | 1 | EA | MECH | HUB, HAND WHEEL, 2" ID, DUST CONTROL, 20597003M07, WU:3C OR 3D CONVERYOR SYMMETRICAL FLOP GATE 3C-SDG-1/3D-SDG-1
3110068727 | ACTIVE | 33333333 | 01012910 | 2 | EA | MECH | BEARING, GENERAL ELECTRIC CO., 101A771RD-7-3-C05, WU:GE BLRFEED PUMP TURBNS 153066, 153069, LEVER 134B196BY-1, U3&4
3110068693 | ACTIVE | 99999999 | 01012910 | 2 | EA | MECH | BEARING, GENERAL ELECTRIC CO., 101A777AB-35-47-B17, WU:GE BOILER FEED PUMP TURBINES, U-3&4
3110068685 | ACTIVE | 99999999 | 01012910 | 2 | EA | MECH | BEARING, GENERAL ELECTRIC CO., 101A771DB-18-3-B15, WU:U3 & U4 BOILER FEED PUMP STEAM TURBINES
5365212405 | ACTIVE | 01012911 | 01012911 | 2 | EA | MECH | RING, WEAR, IMPLR, 410 SS, JOHNSTON PUMP, 20905A
5365208734 | ACTIVE | 01012911 | 01012911 | 6 | EA | MECH | RING, RETAINING, 302 STNLESS STL, KAYDON RING & SEAL, RS 293S
4320081930 | ACTIVE | 01012914 | 01012914 | 2 | EA | MECH | RING, LANTERN, JOHNSTON PUMP, 45985-836, WU:JOHNSTON MDL 80 THS PUMP S/N TH2201-2, U-3&4
5330212829 | ACTIVE | 01012914 | 01012914 | 1 | EA | MECH | GLAND, PACKING, BRONZE, NON-ASB, JOHNSTON PUMP CO., 45871-A, WU: JOHNSTON MOD 80THS CIRCULATING PUMP, S/N 2201-4, UNIT 3 & 4
0000000455 | ACTIVE | 01012916 | 01012916 | 1 | EA | MECH | KEY, SHAFT, METRIC, WARMAN, D070ME05, LIMESTONE WU: SLURRY TRANSFER PUMP
4820119453 | ACTIVE | 01012919 | 01012919 | 6 | EA | MECH | VALVE, GLOBE, 1/2", FIG 5617B-F22 BODY, 3750 PSI @ 100 DEG, 1500 PSI @1050DEG, NON-ASB, ASME/ANSI B16.34, YARWAY, 108126-01
4820123448 | ACTIVE | 01012920 | 01012920 | 2 | EA | MECH | VALVE, CHECK, LIFT, 1", 316 SS, SCKTWELD, 150 PSI, 316SS BALL, NON-ASB, AISI, LADISH CO, 5251
6685367853 | ACTIVE | 01012922 | 01012922 | 2 | EA | ELEC/INS | GAUGE, PRESSURE, GLYCERINE FILLED, 4-1/2"FACE, 1/2"NPT, BTM, 0-60PSI, MARSH INSTR, E-9546
6680343891 | ACTIVE | 01012922 | 01012922 | 2 | EA | ELEC/INS | GAUGE, PRESSURE, GLY FILLED, 0-400 PSI, 4-1/2"FACE, 1/2"NPT, 316SS, PLAST, BTM, REOTEMP, PT45P1A2P22-G
6685361773 | ACTIVE | 01012922 | 01012922 | 4 | EA | ELEC/INS | GAUGE, PRESSURE, 4-1/2", 1/4"MNPT, STNLESS STL, BTM, 0-300 PSI, REOTEMP, PT45P1A4P21-D
6685362409 | ACTIVE | 01012922 | 01012922 | 3 | EA | ELEC/INS | GAUGE, PRESSURE, 4-1/2", 1/4"MNPT, STNLESS STL, BTM, 0-60 PSI, MCDANIEL CONTROL, MPB/S
6115001163 | ACTIVE | 99999999 | 01013002 | 1 | EA | MECH | REGULATOR, PRESSURE, HYDROGEN MANIFOLD, GENERAL ELECTRIC, 199A8019P0001
5305152810 | ACTIVE | 99999999 | 01013003 | 56 | EA | MECH | SCREW, SET, HEX-SOCKET HEAD, 6"-32 X 3/16", ANY MFG, BY DESCRP
5305152828 | ACTIVE | 99999999 | 01013003 | 100 | EA | MECH | SCREW, SET, #8-32 X 1/8", HEX/SCKT HEAD
3110064098 | ACTIVE | 01013004 | 01013004 | 1 | EA | MECH | RETAINER, BRG/THRUST, A48 CI, GOULDS, 056047G1601000
3040056024 | ACTIVE | 33333333 | 01013005 | 1 | EA | MECH | SHAFT, PNM MACHINE SHOP, SJS-M391 SHT 1, WU:GOULD PUMP MDL 3736, SIZE 2X4-11, BOILER BLOWDOWN TANK DRAIN, U-3&4
5330174276 | ACTIVE | 01013006 | 01013006 | 3 | EA | MECH | O-RING, 266, 8"ID X 1/8", VITON, ALLIS CHALMERS CORP., 00-751-531-00-944
5330205039 | ACTIVE | 01013006 | 01013006 | 3 | EA | MECH | O-RING, 443, 7-1/2"ID X 1/4, BUNA-N, ALLIS CHALMERS CORP., CP-751-531-270
5330180240 | ACTIVE | 33333333 | 01013006 | 1 | EA | MECH | O-RING, 273, 9-3/4"ID X 1/8", BUNA-N, ALLIS CHALMERS, 16-235-921-00-012
5330174896 | ACTIVE | 01013006 | 01013006 | 6 | EA | MECH | O-RING, 234, 3"ID X 1/8", BUNA-N, ALLIS CHALMERS CORP., 52-105-093-017, WU:A-C PUMP 1-1/2X1X6, MOD.F4A1 CSO, S/N11998, RCC SED PMP; CIRC U3&4
3110068404 | ACTIVE | 99999999 | 01013007 | 2 | EA | MECH | BEARING, FLANGE, 1.2500"ID, 2 BLT, WW SLY MFG, 316935, WU:WW SLY FILTER TRAVELER, BAGHOUSE, FLYASH, U-3
6685360023 | ACTIVE | 01013009 | 01013009 | 6 | EA | ELEC/INS | GAUGE, PRESSURE, AIR, 0-30 PSI, FISHER CONTROLS, 11B4040X012, WU:FISHER 359 ELECTRO-PNEUMATICVAL POSITION S/N 7212075 BLER,AIR,GAS,
6685362748 | ACTIVE | 01013009 | 01013009 | 2 | EA | ELEC/INS | GAUGE, PRESSURE, BACK MOUNTED, FISHER CONTROLS CO., 21B 4037X032
6685365618 | ACTIVE | 01013009 | 01013009 | 8 | EA | ELEC/INS | GAUGE, PRESSURE, 1-1/2", 1/8"NPT, BACK, 0-60 PSI, WIKA INSTRUMENTS, 9690225
6685362375 | ACTIVE | 01013009 | 01013009 | 6 | EA | ELEC/INS | GAUGE, PRESSURE, UTILITY, 1-1/2", 1/8"MNPT, BTM, 0-30 PSI, REOTEMP, PD15N2A8P16-D
6685359926 | ACTIVE | 01013009 | 01013009 | 15 | EA | ELEC/INS | GAUGE, PRESSURE, UTILITY, 1-1/2", 1/8"MNPT, CENTER BACK, 0-160 PSI, Reotemp PD15N2C8P19-D
6625000705 | ACTIVE | 99999999 | 01013010 | 2 | EA | ELEC/INS | METER,0-30 AMP,8505,AMP,POLYSTYRENE,SHURITE METERS
6625000218 | ACTIVE | 99999999 | 01013010 | 6 | EA | ELEC/INS | METER,0-15 AMP,2-5/16"X 2-17/32",8508Z,SHURITE METERS
5330171314 | ACTIVE | 01013013 | 01013013 | 2 | EA | MECH | O-RING, 432, 5-3/8"ID X 1/4, VITON, DE LAVAL TURBINE INC., 329331
5330205047 | ACTIVE | 33333333 | 01013013 | 1 | EA | MECH | O-RING, 258, 6"ID, 1/8, BUNA-N, ALLIS CHALMERS, 671811
5330205518 | ACTIVE | 99999999 | 01013013 | 4 | EA | MECH | O-RING, 020, 7/8"ID X 1/16", BUNA-N, FISHER CONTROLS CO, 1E736806992
4210000420 | ACTIVE | 33333333 | 01013014 | 1 | EA | MECH | ADAPTER, PIPE, HOSE/FIRE, BRASS, 2-1/2" MNST X MNPT, FARMINGTON FIRE, 44-43503-00-01, WU:FIRE HOSE ACC
4820123810 | ACTIVE | 01013019 | 01013019 | 1 | EA | MECH | VALVE, BALL, 2", SS, FLNG 150#, SA351 CF8M BODY, SA276 TP316L BALL, SEAT & PKG TFE, ANSI 150 CLASS, NON-ASB, JAMESBURY, 5150-31-3600TT
5136000154 | ACTIVE | 01013103 | 01013103 | 3 | EA | TOOL | TAP, PIPE, 1-1/2", HIGH SPEED STL, 11 TPI, MORSE CUTTING TOOL, 36130
5136000287 | ACTIVE | 01013103 | 01013103 | 2 | EA | TOOL | TAP, PIPE, REGULAR TAPER, 1"X 1/2", HIGH SPEED STL, 11 TPI, DYNA SYSTEMS, 807-7-3700
5136000337 | ACTIVE | 01013103 | 01013103 | 2 | EA | TOOL | TAP, SCREW, BTM, #0 X 1-5/8", HIGH SPEED STL, 80 TPI, DYNA SYSTEMS, 807-4-8300
5136000923 | ACTIVE | 01013103 | 01013103 | 2 | EA | TOOL | TAP, SCREW, BTM, #2 X 1-3/4", HIGH SPEED STL, 56 TPI, MORSE CUTTING TOOL, 33807
5330221853 | ACTIVE | 01013104 | 01013104 | 4 | EA | MECH | SEAL, OIL, PUMP, DURIRON CO, BY50424D
5330221861 | ACTIVE | 01013104 | 01013104 | 5 | EA | MECH | SEAL, OIL, PUMP, DURIRON CO, BY50424C
0100003115 | ACTIVE | 01013106 | 01013106 | 12 | EA | MECH | PIN, SHEAR, BABCOCK & WILCOX, 6347982
4310073962 | ACTIVE | 01013110 | 01013110 | 3 | EA | MECH | RING, PISTON, GENERAL ELECTRIC, 9475216AA-28-8-B27
4310073954 | ACTIVE | 01013110 | 01013110 | 2 | EA | MECH | RING, PISTON, GENERAL ELECTRIC, 9475216AA-17-14-C02, WU:GE BLR FEED PMP TURB 153066, 153069, CYL OPR 501E369BD-53 U3&4
4810137101 | ACTIVE | 33333333 | 01013110 | 1 | EA | MECH | RING, PISTON, GENERAL ELECTRIC CO, 05343739P0002
4810137044 | ACTIVE | 99999999 | 01013110 | 1 | EA | MECH | RING, PISTON, GENERAL ELECTRIC CO, 05343739P0019
4820121798 | ACTIVE | 01013121 | 01013121 | 3 | EA | MECH | VALVE, GLOBE, 1", STRAIGHT, CS A105 BODY, SCKTWLD, 800 PSI-900 DEG, NON-ASB, ASME/ANSI B16.34, R-P&C VALVE, ANY MFG, BY DESCRP
6685367259 | ACTIVE | 01013205 | 01013205 | 3 | EA | ELEC/INS | GAUGE, PRESSURE, BACK, 2-1/2", 1/4"NPT, 316 STNLESS STL, 304 STNLESS STL, LOW, 0-15 PSI, WIKA INSTRUMENTS, 111.10
6685362136 | ACTIVE | 01013205 | 01013205 | 2 | EA | ELEC/INS | GAUGE, PRESSURE, GLYCERINE FILLED, 4-1/2"FACE, 1/2"NPT, SS, BTM, 0-2000PSIG, MARSH INSTR, P5678P
6685359975 | ACTIVE | 01013205 | 01013205 | 3 | EA | ELEC/INS | GAUGE, COMPOUND, PRES/VAC, 1/4"MNPT, 2", BRS, BTM, 0-30 PSIG, 0-30", MARSH INSTRUMENT CO, J1412
6685368893 | ACTIVE | 01013205 | 01013205 | 1 | EA | ELEC/INS | GAUGE, PRESSURE, 2", 1/4"NPT, BTM, 0-30 PSIG, REOTEMP, PD20N2A4P16
6685368919 | ACTIVE | 01013205 | 01013205 | 2 | EA | ELEC/INS | GAUGE, PRESSURE, DRY, 2", 1/4"NPT, BRS, STL, CENTER BACK, 1 PSIG, 0-30 PSIG, REOTEMP, PD20N2C4P16-D-P
6685365600 | ACTIVE | 01013205 | 01013205 | 5 | EA | ELEC/INS | GAUGE, PRESSURE, 2-1/2" FACE, 1/4"NPT, BTM, 0-200 PSI, REOTEMP, PD25N2A4P20-D-P
5330214916 | ACTIVE | 99999999 | 01013211 | 2 | EA | MECH | RING, SEALING, GENERAL ELECTRIC, U534N757MGAR1
5330214882 | ACTIVE | 99999999 | 01013211 | 4 | EA | MECH | RING, SEALING, GENERAL ELECTRIC, U534N249KRBA1
0100005549 | ACTIVE | 01013213 | 01013213 | 4 | EA | ELEC/INS | HEATER, DRUM, ELECT., 55GAL, 6.7A, 115 V, 1000W, 3 PRNG MOLDED PLUG, 6FT CORD, NORTHEN TOOL & EQUIP, 27634
3439003157 | ACTIVE | 01013215 | 01013215 | 10 | LB | TOOL | ELECTRODE, WELDING, HELIARC G.T.A.W., 1/8"DIA, ER90SB3, SJM-83303, MILL TEST REPORT REQ'D,EA PC MUST BE TAGGED, (80 PCS = 10LBS) ,ANY MFG,ER90SB3
3110068958 | ACTIVE | 33333333 | 01013217 | 3 | EA | MECH | BEARING, BALL, FLANGE, 1.1875"ID, BOLT HOLE CENTER 6-5/8", FAFNIR, LSAO X 1-3/16, WU:FLYASH BINS, NO 2 REVERSE AIR FAN, U-3
0100003138 | ACTIVE | 99999999 | 01013219 | 1 | EA | MECH | AGITATOR, AUGER, SOLID SNG/DBL 105 X, 6347986, WU:U3&4 BAGHOUSE ACI SYSTEM
0100003137 | ACTIVE | 01013219 | 01013219 | 1 | EA | MECH | LINING, AIR DISC, 3'D, 12SL, FABRIC, BABCOCK & WILCOX, 6347970, WU: U3&4 BAGHOUSE ACI SYSTEM
0100003125 | ACTIVE | 33333333 | 01013219 | 1 | EA | MECH | PLATE, PRESSURE, D42P-07, B&W 6347998, WU: U3&4 BAGHOUSE ACI SYS
0100005639 | ACTIVE | 01013220 | 01013220 | 1 | EA | ELEC/INS | ACTUATOR, CYLINDER, TYPE K,(ROTORK DALLAS),NORTHWEST INSTRUMENTS, 2032154, WU:NOX PORTS
0100002933 | ACTIVE | 01013220 | 01013220 | 2 | EA | ELEC/INS | ACTUATOR, CYLINDER, AIRLOCK, ALLEN SHERMAN HOFF, 219364, WU: U1-4 BAGHOUSE FLY ASH SYSTEM
0100002926 | ACTIVE | 01013221 | 01013221 | 22 | EA | MECH | GATE,SLIDE, AIRLOCK,ALLEN SHERMAN HOFF,19141,WU: U3&4 BAGHOUSE FLY ASH SYS
5330176230 | ACTIVE | 01013223 | 01013223 | 10 | BX | MECH | PACKING, BULK, JUTE OAKUM, NON-ASB, AMERICAN MFG. CO, K-275
4730108471 | ACTIVE | 01013302 | 01013302 | 1 | EA | MECH | INSERT, PIPE, REDU, 3" X 2" NPS, SA182F316L, 3000 LB, SOCKET WELD, ANY MFG, BY DESCRP
4730109255 | ACTIVE | 01013302 | 01013302 | 3 | EA | MECH | INSERT, PIPE, REDU, 2" X 3/4" NPS, SA182F316L, 3000 LB, SOCKET WELD, ANY MFG, BY DESCRP
4730125400 | ACTIVE | 01013302 | 01013302 | 4 | EA | MECH | INSERT, PIPE, REDU, 2" X 1" NPS, SA182F316L, 3000 LB, SCKTWELD, ANY MFG, BY DESCRP
4730110980 | ACTIVE | 01013302 | 01013302 | 1 | EA | MECH | INSERT, PIPE, REDU, 2" X 1-1/2" NPS, SA182F316L, 3000 LB, SOCKET WELD, ANY MFG, BY DESCRP
4730117845 | ACTIVE | 01013302 | 01013302 | 5 | EA | MECH | INSERT, PIPE, REDU, 2-1/2" X 1-1/2" NPS, SA105, 3000 LB, SCKTWELD, ANY MFG, BY DESCRP
4730108208 | ACTIVE | 01013303 | 01013303 | 5 | EA | MECH | INSERT, PIPE, REDU, 2" X 3/4" NPS, SA182F22, 6000 LB, SOCKET WELD, ANY MFG, BY DESCRP
8415000432 | ACTIVE | 33333333 | 01013322 | 3 | EA | SAFETY | JACKET, RAIN, CHEMICAL, MED, PVC, WET-WEAR, COMMODORE, 600J
5360202641 | ACTIVE | 99999999 | 01013406 | 14 | EA | MECH | SPRING, GENERAL ELECTRIC COMPANY, 183A4708P0004
3010048902 | ACTIVE | 01013408 | 01013408 | 1 | EA | MECH | POSITIONER,VALVE,BUILT-IN, REVERSE ACTING,MOORE PRODUCTS COMPANY,73N-FR,WU: ACID & CAUSTIC PUMPS DEMIN U-3&4
3010048852 | ACTIVE | 01013408 | 01013408 | 1 | EA | MECH | POSITIONER,VALVE,DIRECT ACTING,BUILT-IN,MOORE PROD,73N12F,WU:ACID PUMPS, COOLING TOWER, U-3&4, RCC
3010048449 | ACTIVE | 01013408 | 01013408 | 5 | EA | MECH | VALVE, POSNER, REPAIR KIT, VALTEK, 3", MOORE PROD CO., 12372-370, WU:CONTROL VALVE, MARK I, VALVE POSTNR AND MOTION TRANSMITTER
3020054379 | ACTIVE | 01013421 | 01013421 | 1 | EA | MECH | GEAR, VALVE OPERATOR, GARLOCK, BY DESCRP, WU:GARLOCK 6" CROSSOVER TYPE MZ VALVE, CIRCULATING PUMPS
4730122761 | ACTIVE | 01013422 | 01013422 | 1 | EA | MECH | JOINT, EXPANSION, FF, 4", FLGD, THE ANCHOR PACKING CO, P390A212, WU: ELLIOTT AIR COMPRESSOR
4730113646 | ACTIVE | 01013501 | 01013501 | 11 | EA | MECH | NIPPLE, PIPE, FORGED STEEL, 1/2" X 12", THDED NPT, SCH 80, SA106B, ANY MFG BY DESCRP
4730102755 | ACTIVE | 01013501 | 01013501 | 3 | EA | MECH | NIPPLE, PIPE, FORGED STEEL, 1/2" X 6", THDED NPT, 3000 LB, SCH 80, SA106B, ANY MFG BY DESCRP
4730116011 | ACTIVE | 01013501 | 01013501 | 22 | EA | MECH | NIPPLE, PIPE, FORGED STEEL, 1/2" X 4", THDED NPT, SCH 80, SA106B, ANY MFG BY DESCRP
4730115120 | ACTIVE | 01013501 | 01013501 | 9 | EA | MECH | NIPPLE, PIPE, FORGED STEEL, 1/2" X 3", THDED NPT, SCH 80, SA106B, ANY MFG BY DESCRP
4730109784 | ACTIVE | 01013501 | 01013501 | 14 | EA | MECH | NIPPLE, PIPE, FORGED STEEL, 1/2" X 2", THDED NPT, SCH 80, SA106B, ANY MFG BY DESCRP
4730116086 | ACTIVE | 01013501 | 01013501 | 25 | EA | MECH | NIPPLE, PIPE, CARBON STEEL, 1/2" X CLOSE, THDED NPT, SCH 80, SA106B, ANY MFG BY DESCRP
5330215061 | ACTIVE | 01013504 | 01013504 | 10 | EA | MECH | GASKET, NON-ASBESTOS, GENERAL ELECTRIC CO.,189B7062P0001, WU:G-E TRBNS 170X763,170X764, SEQ 9602, HYDRO COOLER GASKET 03, U-3&4
6630325360 | ACTIVE | 01013505 | 01013505 | 2 | EA | ELEC/INS | SENSOR, ASSY/REMOTE, PALL PNEUMATIC PROD, 1204416, WU:PALL TRINITY AIR DRYER, S/N 6HJ0634-2, U-3&4
6685370741 | ACTIVE | 01013505 | 01013505 | 2 | EA | ELEC/INS | CABLE, ASSEMBLY, REMOTE SENSR, PALL PNEUMATIC PRODUCTS, 1202177
6685370535 | ACTIVE | 01013505 | 01013505 | 1 | EA | ELEC/INS | GAUGE, PRESSURE, 2-1/2", 0-200 PSIG, PALL PNEUMATIC PRODUCTS, 1125546
6685369826 | ACTIVE | 01013505 | 01013505 | 2 | EA | ELEC/INS | GAUGE, PRESSURE, 2-1/2", BRONZE, 0-200 PSIG, PALL-TRINITY MICRO CO, 1198454, WU:AIR DRYER MDL 800DHA, S/N 82-6H-J0634-1, 3, U-3&4
3110064304 | ACTIVE | 01013601 | 01013601 | 1 | EA | MECH | BEARING, BALL, SINGLE ROW CONRAD, (2) SHIELD, 3.9370"ID, 7.0866"OD, 1.3386"W, 15083, FAG BRG, 6220ZZ, WU:RELIANCE ELECT MTR S/O FA-5944-998168 F
5305144460 | ACTIVE | 99999999 | 01013601 | 235 | EA | MECH | SCREW, CAP, 1/4" X 4-1/2", HEX, ZINC PLTD CS, 20 TPI, GRD 5
5305148180 | ACTIVE | 99999999 | 01013601 | 176 | EA | MECH | SCREW, CAP, 1/4" X 5", HEX, ZINC PLTD CS, 20 TPI, GRD 5
0100002110 | ACTIVE | 33333333 | 01013606 | 4 | EA | ELEC/INS | PROBE,PH,DURAFET II MODEL,W/CABLE,HONEYWELL,07777-7-60,UNITS 3&4 BOTTOM ASH(PROBE P/N 51205554001, CABLE P/N51204782-005)
5315160209 | ACTIVE | 99999999 | 01013606 | 11 | EA | MECH | PIN, GENERAL ELECTRIC, 0125Y897P0101
5010001450 | ACTIVE | 01013606 | 01013606 | 3 | EA | MECH | FILTER, KIT, REPAIR, AIR, 50 MICRON, C.A.NORGREN CO., 5311-03
5305144262 | ACTIVE | 99999999 | 01013606 | 2 | EA | MECH | SCREW,OEM, GE,U626P304L0087, WU: GE TURBINES 170X763,170X764, SEQ 161D, NOZZLE BOX GIB, BOX A-D, U-3&4
5365210193 | ACTIVE | 01013610 | 01013610 | 1 | EA | MECH | SLEEVE,WEAR,STOCK EQUIPMENT COMPANY,V382231.B01
5365208825 | ACTIVE | 33333333 | 01013610 | 6 | EA | MECH | SPACER,HELICAL PINION,L-D8230-B,STOCK EQUIPMENT COMPANY,1-W8155
5365210177 | ACTIVE | 01013610 | 01013610 | 4 | EA | MECH | RING, RETAINING, TAIL PULLEY, STOCK EQUIP, V405740.B01, WU:STOCK GRAVIMETRIC FEEDER MDL 4766-28
5330217893 | ACTIVE | 99999999 | 01013611 | 4 | EA | MECH | SEAL, INBOARD, GENERAL ELECTRIC, 34B770684001
4820125492 | ACTIVE | 01013616 | 01013616 | 2 | EA | MECH | VALVE, 4-WAY W/HANDLE, 1/2", NON-ASB, UCC, 1959-11, WU:ASH SYS, FLY ASH UNLOADING, U-1&2; BLOWERS & MOTORS, U-3&4
0100002996 | ACTIVE | 01013620 | 01013620 | 4 | EA | ELEC/INS | POWERSUPPLY, IGNITION POWERPACK, INPUT = 120/240 VAC, 50/60 HZ, 100 VA, OUTPUT = 2000 VDC, 3 HZ, 8J PULSE, B&W, 2345824, WU: U3&4 BURNERS
4730107713 | ACTIVE | 01013702 | 01013702 | 3 | EA | MECH | NIPPLE, PIPE, SWAGED, FORGED STEEL, 2" X 1", THDED NPT, SCH 80, SA234WPBN SMLS, ANY MFG BY DESCRP
4730106301 | ACTIVE | 01013702 | 01013702 | 4 | EA | MECH | NIPPLE, PIPE, SWAGED, FORGED STEEL, 1-1/2" X 1", THDED NPT, SCH 80, SA234WPBN SEAMLESS, ANY MFG BY DESCRP
4730104272 | ACTIVE | 01013702 | 01013702 | 3 | EA | MECH | NIPPLE, PIPE, SWAGED, 1-1/2" X 3/4", THDED NPS, SCH 80, SA234WPBN SEAMLESS, CS, ANY MFG BY DESCRP
4730108729 | ACTIVE | 01013702 | 01013702 | 20 | EA | MECH | NIPPLE, PIPE, SWAGED, FORGED STEEL, 1-1/2" X 1/2", THDED NPT, SCH 80, SA234WPBN SEAMLESS, ANY MFG BY DESCRP
4730117001 | ACTIVE | 01013702 | 01013702 | 1 | EA | MECH | NIPPLE, PIPE, SWAGED, 1-1/2" X 1-1/4", THDED NPT, SCH 80, SA234WPBN SEAMLESS, ANY MFG BY DESCRP
4730119072 | ACTIVE | 01013702 | 01013702 | 6 | EA | MECH | NIPPLE, PIPE, SWAGED, FORGED STEEL, 1" X 3/4", THDED NPT, SCH 80, SA234WPBN, ANY MFG BY DESCRP
4730116185 | ACTIVE | 99999999 | 01013702 | 9 | EA | MECH | NIPPLE, PIPE, SWAGED, FORGED STEEL, 1" X 1/4", THDED NPT, SCH 80, SA234WPBN SEAMLESS, ANY MFG BY DESCRP
4730108299 | ACTIVE | 01013704 | 01013704 | 5 | EA | MECH | NIPPLE, PIPE, SWAGED, FORGED STEEL, 2" X 1/2", THDED NPT, SCH 80, SA234WPBN SEAMLESS, ANY MFG BY DESCRP
4730108182 | ACTIVE | 01013704 | 01013704 | 3 | EA | MECH | NIPPLE, PIPE, SWAGED, CARBON STEEL, 2" X1-1/2" THDED NPT, SCH 80, SA234WPBN SMLS, ANY MFG BY DESCRP
4730109347 | ACTIVE | 01013704 | 01013704 | 4 | EA | MECH | NIPPLE, PIPE, SWAGED, FORGED STEEL, 3/4" X 1/2", PLAIN ENDS, A234WPB SP95 SEAMLESS, ANY MFG BY DESCRP
4730112010 | ACTIVE | 01013704 | 01013704 | 4 | EA | MECH | NIPPLE, PIPE, SWAGED, 3/4" SW X 1/2" THDED, SCH 80, SA234WPBN SEAMLESS, ANY MFG BY DESCRP
4730106178 | ACTIVE | 01013704 | 01013704 | 19 | EA | MECH | NIPPLE, PIPE, SWAGED, CARBON STEEL, 3/8" SW X 1/4" THDED, SCH 80, SA234WPBN SMLS, ANY MFG BY DESCRP
5365208189 | ACTIVE | 01013708 | 01013708 | 3 | ST | MECH | SHIM, SET, STEEPLE/WORM GEAR BX,(1) 0.0005/ (1).0003/(1).0002/(1).0001, 4, RED/CORAL/BLU/BRN, STOCK EQUIPMENT CO., 1, 2, 3, 4-W3771
5365208882 | ACTIVE | 01013708 | 01013708 | 8 | EA | MECH | SHIM, 0.030"THK, CORAL, STOCK EQUIPMENT CO., 4-W3435
5365207793 | ACTIVE | 01013708 | 01013708 | 8 | EA | MECH | SHIM, ITEM 16, STOCK EQUIPMENT COMPANY, 4-W3327
5365209179 | ACTIVE | 01013708 | 01013708 | 11 | EA | MECH | SHIM, 3.25 X 1.93 X 0.002RED, PLASTIC, STOCK EQUIPMENT COMPANY, V382154.B01
5365208528 | ACTIVE | 33333333 | 01013708 | 5 | EA | MECH | SHIM, 0.010"THK, BRN, STOCK EQUIPMENT CO., 3-W3435
5365208007 | ACTIVE | 01013708 | 01013708 | 6 | EA | MECH | SHIM, 0.002"THK, RED, STOCK EQUIPMENT COMPANY, 1-W3435
5365208791 | ACTIVE | 33333333 | 01013708 | 5 | EA | MECH | SHIM, 0.005"THK, BLU, STOCK EQUIPMENT CO., 2-W3435
5330179507 | ACTIVE | 01013711 | 01013711 | 2 | EA | MECH | O-RING, 5-1/8"ID, VITON, THE ANCHOR PACKING COMPANY, BY DESCRP
5330180968 | ACTIVE | 01013712 | 01013712 | 1 | EA | MECH | SEAL, MECHANICAL, PUMP, 316 SS, 1-3/4"ID, JOHN CRANE-HOUDAILLE, INC, B246-12
5330191650 | ACTIVE | 01013712 | 01013712 | 1 | EA | MECH | SEAL, SHAFT, PUMP, 1-3/4"ID, JOHN CRANE-HOUDAILLE, INC, B242-48
5330221614 | ACTIVE | 01013712 | 01013712 | 1 | EA | MECH | SEAL, MECHANICAL,1-3/4"ID X 2-3/8"OD, 316 SS/TEFLON, , CRANE PACKING, 9MT B21594
5330194373 | ACTIVE | 33333333 | 01013712 | 1 | EA | MECH | SEAL, MECHANICAL, PUMP, 3/4"ID, TYPE 21, CODE BP1C1, DWG CF-D-1197-1C, WITH CUP MOUNTED CERAMIC STATIONARY RING JOHN CRANE B27364
5999284416 | ACTIVE | 33333333 | 01013716 | 2 | EA | ELEC/INS | BOARD, PRINTED CIRCUIT, ASSY/LOGIC, 24 DC V, HATHAWAY BETA PROCESS INS, 307736-003, WU: FIRE PROTECTION PANEL
5925231903 | ACTIVE | 99999999 | 01013802 | 3 | EA | ELEC/INS | FINGER, CONTACT, PRIMARY, GENERAL ELECTRIC, 0114C5382P002
5975266817 | ACTIVE | 99999999 | 01013802 | 3 | EA | ELEC/INS | FINGER, CONTACT, GENERAL ELECTRIC CO., 114C5382P-2
5975261628 | ACTIVE | 99999999 | 01013805 | 1 | EA | ELEC/INS | BOX, ELECTRICAL, EXPLOSION PROOF, 2", 6-3/8" DIA, AL, 2 THDED HUBS AT 90 DEG, KILLARK ELECTRIC MFG., GEJLT 6
5330194662 | ACTIVE | 01013806 | 01013806 | 2 | EA | MECH | SEAL, OIL, PUMP, 4.188"ID X 5.251"OD X 0.469"W, GARLOCK 53X2630
6105290883 | ACTIVE | 01013815 | 01013815 | 3 | EA | ELEC/INS | MOTOR, ELECTRIC, 120 AC/125 DC V, 1.23 A, SIEMENS-ALLIS, 71-340-297-001, ITEM #157, FIGURE #5
5999281164 | ACTIVE | 33333333 | 01013815 | 2 | EA | ELEC/INS | CONTACT, KIT, SZ 4, SIEMENS-ALLIS, 25-106-924-812, WU:ALLIS-CHALMERS 480V MOTOR CONTROL CENTER, SERIAL 2-2062-69723C, U-2
6145001340 | ACTIVE | 01013816 | 01013816 | 3 | EA | MECH | SHAFT, BRAID, CU, GENERAL ELECTRIC, 297A2331P0001, WU:GE TRBN 170X650, 170X763 &170X764, SEQ 4906, SHAFT GRND DEVICE, U-1,3,4
4820121186 | ACTIVE | 01013818 | 01013818 | 2 | EA | MECH | VALVE, GATE, RISING STEM, 1-1/4", FS BODY, SCKTWLD, 800# @ 850 DEG F, CR13 TRIM, NON-ASB, ANSI, HENRY VOGT, SW12111
6240315785 | ACTIVE | 01013902 | 01013902 | 7 | EA | ELEC/INS | LAMP, INCANDESCENT, NARROW SPOT, 200 W, 120 V, MED SIDE PRONG, PAR-46, CLR, 2250 LM, 2000 HR, GE CO., 200PAR46/3NSP
6230000108 | ACTIVE | 01013902 | 01013902 | 10 | EA | ELEC/INS | LAMP, LANTERN, 4.8 V, 1 A, SCREW TERMINAL, GTE SYLVANIA, ELECTRONIC, 4618
5961004917 | ACTIVE | 01013903 | 01013903 | 9 | EA | ELEC/INS | DIODE, 200 PRV, 12 A, GTE SYLVANIA, ELECTRONIC, ECG-5874
5945244506 | ACTIVE | 01013907 | 01013907 | 4 | EA | ELEC/INS | RELAY, CNTRL, 24 V, 10 A, DPDT/W LGT, GTE SYLVANIA, ELECTRONIC, ECG-RLY 1043N
5945248457 | ACTIVE | 01013907 | 01013907 | 4 | EA | ELEC/INS | RELAY, GENL PURP, 120 AC/28 DC V, 110 DC V, 10 A, 2 NO 2 NC, PLG-IN, DPDT, GTE SYLVANIA, ECG-RLY 1145, WU:BOILER FEED PMPS, U-3&4
5945244019 | ACTIVE | 01013907 | 01013907 | 1 | EA | ELEC/INS | RELAY, GENL PURP, 240 V, 120 V, 10 A, 3 NO 3 NC, PLG-IN, MTL CASE, 3PDT, GTE SYLVANIA, ELECTRONIC, ECG-RLY 1055N
5945246824 | ACTIVE | 01013907 | 01013907 | 10 | EA | ELEC/INS | RELAY, GENL PURP, 120/240 V, 120 VAC, 10 A, 3 NO 3 NC, PLG-IN, MTL, 3PDT, GTE SYLVANIA ELECTRONIC, ECG-RLY 1055
5945244811 | ACTIVE | 99999999 | 01013907 | 6 | EA | ELEC/INS | RELAY, 24 DC V, 3A, 4PDT, GTE SYLVANIA, ELECTRONIC, R12-17D3-24
5330207399 | ACTIVE | 01013912 | 01013912 | 1 | EA | MECH | RING, SEALING, DRESSER INDUSTRIAL VALVE, 0728601
5330202796 | ACTIVE | 01013912 | 01013912 | 1 | ST | MECH | PACKING, RING, 1-1/4" ID X 1-3/4" OD, GRAFOIL, (10 PCS=1 SET), NON-ASB, FOUR STATES GASKET, BY DESCRP
5330201343 | ACTIVE | 01013912 | 01013912 | 7 | EA | MECH | GASKET, BUSH/PILOT VALVE,1-1/8"ID,GRAFOIL, NON-ASBESTOS, DRESSER INDUSTRIAL VALVE, 3831009
4730122597 | ACTIVE | 01013915 | 01013915 | 4 | EA | MECH | NOZZLE, FISHER CONTROLS COMPANY, 1U639135132
4810130296 | ACTIVE | 01013916 | 01013916 | 1 | EA | MECH | CAGE, VALVE, ISHER CONTROLS CO., 2N286239102, WU: FISHER CONTROL VENT VALVE
4810130346 | ACTIVE | 01013916 | 01013916 | 1 | EA | MECH | CAGE, CNTRL, FISHER CONTROLS CO., 2U21503327, WU: FISHER CONTROL TEMP CONTROL
4810131856 | ACTIVE | 01013916 | 01013916 | 1 | EA | MECH | CAGE, EQUAL PERCENTAGE, FISHER CONTROLS CO., 2U2237-33272, WU: LOW PRESSURE ASH WATER RECIRC
6640000532 | ACTIVE | 33333333 | 01013917 | 24 | EA | CHEM | FLASK, ERLENMEYER, GLASS, 125 ML, FISHER SCIENTIFIC COMPANY, 10-090A, (12EA/PK)
3010050197 | ACTIVE | 01013921 | 01013921 | 1 | EA | MECH | ARM, TRIPPER, ADJUSTMENT, 7/8", 1-1/2", 11/16", CS, LIMITORQUE, 60-505-0001-1, WU:LIMITORQUE 650LB VALVE, STEAM REGULATION, DRW 21, SO2
8430000185 | ACTIVE | 01013924 | 01013924 | 2 | PR | SAFETY | BOOTS, SAFETY, MENS 5, STL TOE, BATA IND. BOOT, 861025
5975268144 | ACTIVE | 01014005 | 01014005 | 2 | EA | ELEC/INS | BOX, ELECTRICAL, EXPLOSION PROOF, 3/4", 3-11/16" DIA, AL, 3 THDED SIDE HUBS, KILLARK ELECTRIC MFG, GECTT-2
5975268128 | ACTIVE | 01014005 | 01014005 | 2 | EA | ELEC/INS | BOX, ELECTRICAL, EXPLOSION PROOF, 3/4", 3-11/16" DIA, AL, 2 THDED HUBS AT 90 DEG, KILLARK ELECTRIC MFG., GECLT-2
5945242666 | ACTIVE | 01014010 | 01014010 | 2 | EA | ELEC/INS | RELAY, CONTINUOUS DUTY, 240 VAC/28 DC V, 120 V, 30A, TERM SCR, SPDT/OPEN FRAME, GTE SYLVANIA ELECTRONIC, ECG-RLY 1225
5935234103 | ACTIVE | 33333333 | 01014010 | 8 | EA | ELEC/INS | SOCKET, RELAY, OCTAL, 11 PIN, 10 A/300 V, GTE SYLVANIA, ELECTRONIC, ECG-RLY 9114
5935236009 | ACTIVE | 01014010 | 01014010 | 13 | EA | ELEC/INS | SOCKET, RELAY, 8 PIN, FREEZING EQUIPMENT SALES, BY DESCRIPTION
3110068248 | ACTIVE | 33333333 | 01014011 | 1 | EA | MECH | BEARING, GENERAL ELELCTRIC, 09608166P0001, WU: GE TURBINE 170X650
4810127524 | ACTIVE | 33333333 | 01014012 | 4 | KT | MECH | STRAINER, KIT, FIELD, (1) ORF/STRNR, (1) STRNR TOOL, (1) HEX KEY WRENCH, GENERAL ELECTRIC, 244A5076P0001
4820123562 | ACTIVE | 01014012 | 01014012 | 1 | EA | MECH | VALVE, NON-ASB, OEM, GENERAL ELECTRIC, 271A6022P0002
5307150309 | ACTIVE | 99999999 | 01014012 | 12 | EA | MECH | STUD, TAP, GENERAL ELECTRIC, 06913435P0006, WU: GE TURBINES 170X650,763,764, U-3&4
6685368497 | ACTIVE | 33333333 | 01014014 | 1 | EA | ELEC/INS | REGULATOR, PRESSURE, PNEU, 3/4", FNPT, W/ GA, BERENDSEN, R74G-6AK-RMG
5010001898 | ACTIVE | 01014014 | 01014014 | 3 | EA | MECH | ELEMENT, FILTER, AIR, 5 MICRON, C.A.NORGREN CO, 5311-01, WU:NORGREN FILTER TYPE F17, AIR PREHEATERS, U-3
3455000020 | ACTIVE | 33333333 | 01014015 | 9 | EA | TOOL | BURR, METAL CUTTING, CARBIDE, CYLINDRICAL, RND END, 1/2" X 1", 1/4" SHANK, DIAMOND CUT, S G S TOOL CO, SC-5 DIA
3455000186 | ACTIVE | 01014015 | 01014015 | 14 | EA | TOOL | BURR, METAL CUTTING, CARBIDE, CONE, RND END, 1/2" X 1-1/8", 1/4" SHANK, STD CUT, SGS TOOL CO, SL-4 STD
3455000087 | ACTIVE | 01014015 | 01014015 | 11 | EA | TOOL | BURR, METAL CUTTING, CARBIDE, CYLINDRICAL, RND END, 1/2" X 1", 1/4" SHANK, STD CUT, SGS TOOL CO, SC-5-STD
3455000350 | ACTIVE | 01014015 | 01014015 | 9 | EA | TOOL | BURR, METAL CUTTING, CARBIDE, CONE, RND END, 1/2" X 1-1/8", 1/4" SHANK, DIAMOND CUT, S G S TOOL CO, SL-4 DIA
3455000376 | ACTIVE | 01014015 | 01014015 | 3 | EA | TOOL | BURR, METAL CUTTING, CARBIDE, TREE, POINTED END, 1/2" X 3/4", 1/4" SHANK, STD CUT, SGS TOOL CO, SG-13 STD
3455000343 | ACTIVE | 01014015 | 01014015 | 6 | EA | TOOL | BURR, METAL CUTTING, CARBIDE, TREE, POINTED, 1/2" X 1", 1/4" SHANK, DIAMOND CUT, S G S TOOL CO, SG-5 DIA
3455000293 | ACTIVE | 01014015 | 01014015 | 11 | EA | TOOL | BURR, METAL CUTTING, CARBIDE, TREE, RND END, 1/2" X 1", 1/4" SHANK, STD CUT, SGS TOOL CO, SF-5 STD
3455000319 | ACTIVE | 01014015 | 01014015 | 37 | EA | TOOL | BURR, METAL CUTTING, CARBIDE, CYLINDRICAL, RND END, 3/8" X 3/4", 1/4" SHANK, DIAMOND CUT, SGS TOOL CO, SC-3 DIA
5133000496 | ACTIVE | 01014016 | 01014016 | 2 | EA | TOOL | BIT, DRILL, FAST SPIRAL, 9/16", 9"L, TAPER, CARBIDE, LAWSON PROD, 81053
5133000298 | ACTIVE | 01014016 | 01014016 | 1 | EA | TOOL | BIT, DRILL, FAST SPIRAL, 5/8", 9"L, TAPER, CARBIDE, ANY MFG, BY DESCRP
5133000082 | ACTIVE | 01014016 | 01014016 | 2 | EA | TOOL | BIT, DRILL, FAST SPIRAL, A, 5/16" X 6"L, TAPER, CARBIDE, DYNA SYSTEMS, 804-1-1761
5905222369 | ACTIVE | 01014102 | 01014102 | 30 | EA | ELEC/INS | RESISTOR, CARBON, 250 V, 0.25 W, 120 OHM, +/-5%, ALLEN-BRADLEY CO., RCR07G121JS
5905228002 | ACTIVE | 99999999 | 01014102 | 63 | EA | ELEC/INS | RESISTOR, CARBON, 250 V, 0.25 W, 3.90K OHM, +/-5%, NEWARK ELECTRONICS, 10F305
5905222385 | ACTIVE | 01014102 | 01014102 | 52 | EA | ELEC/INS | RESISTOR, CARBON, 250 V, 0.25 W, 100 OHM, +/-5%, OHMITE MFG, OD101JE
5905222344 | ACTIVE | 99999999 | 01014102 | 7 | EA | ELEC/INS | RESISTOR, CARBON, 250 V, 0.25 W, 150 OHM, +/-5%, ALLEN-BRADLEY CO., RCR07G151JS
5905227228 | ACTIVE | 02024001 | 01014102 | 17 | EA | ELEC/INS | RESISTOR, CARBON, 150 V, 0.125 W, 6.20K OHM, +/-5%, ALLEN-BRADLEY CO., RCR05G622JS
5905222377 | ACTIVE | 99999999 | 01014102 | 25 | EA | ELEC/INS | RESISTOR, CARBON, 250 V, 0.25 W, 110 OHM, +/-5%, ALLEN-BRADLEY CO., RCR07G111JS
5905227988 | ACTIVE | 01014102 | 01014102 | 26 | EA | ELEC/INS | RESISTOR, CARBON, 250 V, 0.25 W, 3.30K OHM, +/-5%, ALLEN-BRADLEY CO., RCR07G332JS
5905222302 | ACTIVE | 01014102 | 01014102 | 4 | EA | ELEC/INS | RESISTOR, CARBON, 250 V, 0.25 W, 220 OHM, +/-5%, ALLEN-BRADLEY CO., RCR07G221JS
5905228028 | ACTIVE | 99999999 | 01014102 | 30 | EA | ELEC/INS | RESISTOR, CARBON, 250 V, 0.25 W, 4.70K OHM, +/-5%, ALLEN-BRADLEY CO., RCR07G472JS
5330228049 | ACTIVE | 01020103 | 01020103 | 8 | EA | MECH | GASKET, 13-1/4"ID X 16-7/16"OD X 1/32"THK, GARLOCK 3000, (16 7/8" HOLES ON A 15" D.B.C.) NON-ASBESTOS, GARLOCK INC, 5330228049
4730126416 | ACTIVE | 01020104 | 01020104 | 2 | EA | MECH | COUPLING, PIPE, F22, SA182F22, SCKTWELD, NPS 1/2", 9000#, ANY MFG, BY DESCRP
4730126408 | ACTIVE | 01020104 | 01020104 | 2 | EA | MECH | COUPLING, PIPE, F11, SA182F11, SCKTWELD, NPS 1/2", 9000#, ANY MFG, BY DESCRP
4730126382 | ACTIVE | 01020104 | 01020104 | 2 | EA | MECH | ELBOW, PIPE, SA182F11, 90 DEG, NPS 1/2", 9000 LB, SOCKET WELD, ANY MFG BY DESCRP
4730108141 | ACTIVE | 01020105 | 01020105 | 2 | EA | MECH | UNION, TUBING, 3/4", 316 SS, THRD, SWAGELOK, SS-1210-6
4730110675 | ACTIVE | 01020105 | 01020105 | 10 | EA | MECH | UNION, TUBING, 1/2", 316 SS, TUBE, SWAGELOK, SS-810-6
4730114107 | ACTIVE | 01020105 | 01020105 | 35 | EA | MECH | UNION, TUBING, BULKHEAD, 1/4", 316 SS, TUBE, SWAGELOK, SS-400-61
4730116508 | ACTIVE | 01020105 | 01020105 | 15 | EA | MECH | UNION, TUBING, 3/8", 316 SS, TUBE, SWAGELOK, SS-600-6
4730115187 | ACTIVE | 01020105 | 01020105 | 32 | EA | MECH | UNION, TUBING, 1/4", 316 SS, TUBE, SWAGELOK, SS-400-6
4730105337 | ACTIVE | 01020107 | 01020107 | 18 | EA | MECH | UNION, TUBING, BULKHEAD, 1/2", 316 SS, TUBE, SWAGELOK, SS-810-61
4730115211 | ACTIVE | 01020107 | 01020107 | 15 | EA | MECH | UNION, TUBING, REDU, 1/2" X 1/4", 316 SS, TUBE, SWAGELOK, SS-810-6-4
4730113257 | ACTIVE | 01020107 | 01020107 | 4 | EA | MECH | UNION, TUBING, REDU, 1/2" X 3/8", 316 SS, TUBE, SWAGELOK, SS-810-6-6
4730113661 | ACTIVE | 01020107 | 01020107 | 7 | EA | MECH | UNION, TUBING, BULKHEAD, 3/8", 316 SS, TUBE, SWAGELOK, SS-600-61
4730119247 | ACTIVE | 01020107 | 01020107 | 7 | EA | MECH | UNION, TUBING, REDU, 3/8" X 1/4", 316 SS, TUBE, SWAGELOK, SS-600-6-4
4730126895 | ACTIVE | 01020107 | 01020107 | 8 | EA | MECH | UNION, TUBING, REDU, 1/8" X 1/4", 316 SS, TUBE, SWAGELOK, SS-400-6-2
0100002867 | ACTIVE | 33333333 | 01020108 | 2 | EA | MECH | HOUSING, INLINE, MUTI-TUBE, 316L SS HOUSING, SEAL-TEFLON, SERIES 6300, MOTT CORP, 6063030-200, WU:CEM, U1-4
0100005478 | ACTIVE | 01020108 | 01020108 | 2 | EA | MECH | FILTER, ELEMENT, PARTICULATE, FLUITEK W/VITON GASKETS, AZTECH CONTROLS CORP., 02-02212, WU: UNIT 4 EHC SYSTEM
0100002869 | ACTIVE | 01020108 | 01020108 | 12 | ST | MECH | SEAL, SET, TEFLON, MOTT CORPORATION, 630-2-T, WU: CEM UNITS 1, 2, 3, 4 (2EA=1ST)
5940238297 | ACTIVE | 01020108 | 01020108 | 250 | EA | ELEC/INS | CONNECTOR, WIRE, QUICK SLIDE/MALE, #16-#14 AWG, 3M CO, MNU14-250DM1X
5940237901 | ACTIVE | 01020108 | 01020108 | 200 | EA | ELEC/INS | CONNECTOR, WIRE, QUICK SLIDE/FEMALE, #16-#14 AWG, (MIN PURCHASE 100 EA), 3M CO., MNU14-250-DF1X
4730115179 | ACTIVE | 01020112 | 01020112 | 13 | EA | MECH | UNION, PIPE, 1/2" NPS, SA105, THDED NPT, 3000 LB, ANY MFG, BY DESCRP
4730116706 | ACTIVE | 01020112 | 01020112 | 9 | EA | MECH | TEE, PIPE, SA105 FS, THDED NPT, 1/2", 3000 LB, ANY MFG, BY DESCRP
4730118769 | ACTIVE | 01020112 | 01020112 | 18 | EA | MECH | PLUG, PIPE, 1/2" MNPT, HEX, CS, SA105, 6000 LB, ANY MFG, BY DESCRP
0100006914 | ACTIVE | 01020113 | 01020113 | 2 | EA | MECH | IMPELLER, PUMP, CD4McU,ODESSA, 21273-60-X4, DIAMOND POWER/B&W, SP235808, TAG #X701-1, WU: UNIT 4, BTM ASH, BOTTOM ASH DRAG CHAIN CONVEY, HP PUMP
0100006970 | ACTIVE | 01020113 | 01020113 | 1 | ST | MECH | PACKING, SET, ALLEN-SHERMAN-HOFF, T-KGV16SSCLPAF-24VDC-P1, WU: U-1&4 BOTTOM ASH DRAG CHAIN CONVEYOR, 16" CYLINDER OPERATED KNIFEGATE VALVE
0100006977 | ACTIVE | 01020113 | 01020113 | 1 | ST | MECH | PACKING, SET, ALLEN-SHERMAN-HOFF, T-KGVBD16BGOLS-P1, WU: U-1&4 BOTTOM ASH DRAG CHAIN CONVEYOR, 16" HAND OPERATED KNIFEGATE VALVE
0100006968 | ACTIVE | 01020113 | 01020113 | 1 | ST | MECH | PACKING, SET, ALLEN-SHERMAN-HOFF, T-KGV12SSCLDAF-24VDC-P1, WU: U-1&4 BOTTOM ASH DRAG CHAIN, 12" CYLINDER OPERATED KNIFEGATE VALVE
0100006971 | ACTIVE | 01020113 | 01020113 | 1 | ST | MECH | PACKING, SET, ALLEN-SHERMAN-HOFF, T-KGVBD08CLDAF-24VDC-P1, WU: U-1&4 BOTTOM ASH DRAG CHAIN CONVEYOR, 8" CYLINDER OPERATED KNIFEGATE VALVE
0100006995 | ACTIVE | 01020113 | 01020113 | 1 | ST | MECH | PACKING, SET, ALLEN-SHERMAN-HOFF, MDL T-KGVBD06CLDAF-24VDC, T-KGVBD06CLDAF-24VDC-P1, WU:U-1&4 BOTTOM ASH DRAG CHAIN CONVEYOR, 6" CO KNIFEGATE VLV
0100006973 | ACTIVE | 01020113 | 01020113 | 1 | ST | MECH | PACKING, SET, ALLEN-SHERMAN-HOFF, T-KGVBD06HLD-P1, WU: U-1&4 BOTTOM ASH DRAG CHAIN CONVEYOR, 6" H/O KNIFEGATE VALVE, T-KGVBD06H(LD)
0100006987 | ACTIVE | 01020113 | 01020113 | 1 | ST | MECH | PACKING,(6 RINGS/ST),ALLEN-SHERMAN-HOFF,T-KGVBD6H-P1,WU:U-1&4 BOTTOM ASH DRAG CHAIN CONVEYOR,SUBMERGED GRINDER,TAIL SECTION,6" H/O KNIFEGATE VLV
3439002712 | ACTIVE | 33333333 | 01020114 | 44 | LB | TOOL | ELECTRODE, WELDING, ROD, 5/32" DIA, ARC HARD SURFACING, OMEGA-N, (11# CONT), ROCKMOUNT RESEARCH, 3635
5305153859 | ACTIVE | 01020115 | 01020115 | 66 | EA | MECH | STUD, B7 GR, 5/8"DIA, 3-1/2"L, ALLOY STL A193, ANY MFG, BY DESCRP
4820118539 | ACTIVE | 01020119 | 01020119 | 2 | EA | MECH | VALVE, GATE, 1-1/2", BRZ BODY, THRD, 175# WWP, NON-ASB, KENNEDY VALVE MFG. CO., F66
3030053858 | ACTIVE | 01020120 | 01020120 | 3 | EA | MECH | BELT, DRIVE, V/WDG, 0.625"W, 0.531"THK, 125.000" OUTER CIR, NATIONAL PRODUCTS, INC., 5V1250
3020053983 | ACTIVE | 01020120 | 01020120 | 4 | EA | MECH | BELT, DRIVE, V , 0.660"W, 0.410"THK, 54.800"INNER CIR, 55.000"OUTER CIR, GATES, B-53, WU:WALL EXHAUST FANS, U-3&4
4730117225 | ACTIVE | 01020202 | 01020202 | 1 | EA | MECH | UNION, TUBING, 3/4", CU, SWEAT, ANY MFG, BY DESCRP
4730135086 | ACTIVE | 01020202 | 01020202 | 10 | EA | MECH | ELBOW, TUBE, CU, 45 DEG, 3/4", SWEAT, NIBCO INC., BY DESCRP
4730115567 | ACTIVE | 01020202 | 01020202 | 5 | EA | MECH | UNION, TUBING, 1/2", CU, SWEAT, ANY MFG, BY DESCRP
4730107465 | ACTIVE | 01020202 | 01020202 | 12 | EA | MECH | CONNECTOR, TUBING, COPPER, 1/2" FEMALE TUBE SWEAT X 3/4" THREADED MALE PIPE, ANY MFG, BY DESCRP
4730134931 | ACTIVE | 01020202 | 01020202 | 4 | EA | MECH | TEE, TUBING, CU, SWEAT, 3/4", ANY MFG. BY DESCRP
4730111111 | ACTIVE | 01020202 | 01020202 | 10 | EA | MECH | ELBOW, TUBE, COPPER, 90 DEG, 3/4", SWEAT, ANY MFG BY DESCRP
4730135078 | ACTIVE | 01020202 | 01020202 | 4 | EA | MECH | ELBOW, TUBE, CU, 45 DEG, 1/2", SWEAT, NIBCO INC., BY DESCRP
4730134964 | ACTIVE | 01020202 | 01020202 | 9 | EA | MECH | COUPLING, TUBING, CU, SWEAT ENDS, 3/4", NIBCO INC., BY DESCRP, WU: INST. AIR LINES
4730114305 | ACTIVE | 01020202 | 01020202 | 11 | EA | MECH | ELBOW, TUBE, COPPER, 90 DEG, 1/2", SWEAT, NIBCO INC.,BY DESCRP
4730134956 | ACTIVE | 01020202 | 01020202 | 8 | EA | MECH | COUPLING,TUBING, CU, SWEAT ENDS, 1/2", NIBCO INC., BY DESCRP, WU: INST. AIR LINES
4730134949 | ACTIVE | 01020202 | 01020202 | 8 | EA | MECH | TEE, TUBING, CU, SWEAT, 1/2", ANY MFG. BY DESCRP
4810131070 | ACTIVE | 01020203 | 01020203 | 2 | EA | MECH | YOKE, VALVE, 1", 1/4" KEYWAY/END, CHICAGO RAWHIDE, 100493, WU:BAGHOUSE ROTARY DUMP VALVE, UNITS 3 & 4
4810131062 | ACTIVE | 01020203 | 01020203 | 2 | KT | MECH | JOINT, UNIVERSAL, CHICAGO RAWHIDE, 10170UJ, WU: BAG HOOUSE ROTARY DUMP VLVS, U-3&4
4730113182 | ACTIVE | 01020204 | 01020204 | 2 | EA | MECH | UNION, PIPE, 3/4" NPS, SA182F 316L, THDED NPT, 3000 LB, ANY MFG, BY DESCRP
4730109289 | ACTIVE | 01020204 | 01020204 | 5 | EA | MECH | TEE, PIPE, 316 SS, 3/4", FNPT, 150 LBS, CAJON COMPANY, SS-12-T
4730102854 | ACTIVE | 01020204 | 01020204 | 3 | EA | MECH | ELBOW,PIPE,316 SS,90 DEG,3/4 IN,FNPT,SWAGELOK,SS-12-E
4730119221 | ACTIVE | 99999999 | 01020204 | 1 | EA | MECH | COUPLING, PIPE, 304SS, SA182F304, THDED, NPS 2", 3000#, ANY MFG, BY DESCRP
4730108232 | ACTIVE | 01020204 | 01020204 | 2 | EA | MECH | ELBOW, PIPE, SA182F304, 90 DEG, NPS 3/4", 3000 LB, THDED, ANY MFG BY DESCRP
4730106988 | ACTIVE | 01020204 | 01020204 | 6 | EA | MECH | COUPLING, PIPE, HEX, 316 SS, 3/4" FNPT, SWAGELOK, SS-12-HCG
4730106137 | ACTIVE | 01020204 | 01020204 | 3 | EA | MECH | ELBOW, PIPE, SA182F316, 45 DEG ,NPS 3/4", 3000 LB, THDED, ANY MFG BY DESCRP
4730107291 | ACTIVE | 01020204 | 01020204 | 1 | EA | MECH | COUPLING, PIPE, 3/4", THDED, 316 SS, 3000#, ANY MFG, BY DESCRP
4730104413 | ACTIVE | 01020204 | 01020204 | 5 | EA | MECH | TEE, PIPE, 316 SS, 3/4", THDED, 150 LBS, ANY MFG,BY DESCRP
4730109958 | ACTIVE | 01020204 | 01020204 | 8 | EA | MECH | ELBOW, PIPE, 316 SS, 90 DEG, 3/4", 150 LB, FNPT, ANY MFG, BY DESCRP
4730107937 | ACTIVE | 33333333 | 01020204 | 1 | EA | MECH | CAP, PIPE, 3/4" FNPT, SS, SA182F316, 3000 LB, ANY MFG, BY DESCRP
4730112341 | ACTIVE | 01020204 | 01020204 | 3 | EA | MECH | PLUG, PIPE, STAINLESS, 3/4 IN, 6000 LBS, SA182F316L, THREADED NPT, HEX, ANY MFG, BY DESCRP
4730103506 | ACTIVE | 01020205 | 01020205 | 2 | EA | MECH | NIPPLE, PIPE, STAINLESS, 3/4" X 6", THDED NPT, SCH 40, SA312TP316L, ANY MFG BY DESCRP
4730111731 | ACTIVE | 01020205 | 01020205 | 7 | EA | MECH | NIPPLE, PIPE, STAINLESS, 3/4" X 5", THDED NPT, SCH 40, SA312TP316L SMLS, ANY MFG BY DESCRP
4730104736 | ACTIVE | 01020205 | 01020205 | 5 | EA | MECH | NIPPLE, PIPE, STAINLESS, 3/4" X 4",THDED NPT, SCH 40, SA312TP316L SMLS, ANY MFG BY DESCRP
4730132299 | ACTIVE | 01020205 | 01020205 | 9 | EA | MECH | NIPPLE, PIPE, STAINLESS, 3/4" X CLOSE, THDED NPT, SCH 40, SA312TP316L SMLS, ANY MFG BY DESCRP
4820124958 | ACTIVE | 01020206 | 01020206 | 3 | EA | MECH | VALVE, BALL, 3/4", PVC, THD W/ VITON O-RING, SCH 80, NON-ASB, ANY MFG, 25-2131-007
4730111491 | ACTIVE | 01020206 | 01020206 | 6 | EA | MECH | UNION, PIPE, 3/4", PVC, THDED, 80 SCH,ANY MFG, BY DESCRP
4730109073 | ACTIVE | 01020206 | 01020206 | 20 | EA | MECH | ELBOW, PIPE, PVC, 90 DEG, 3/4", THDED, ANY MFG BY DESCRP
4730104835 | ACTIVE | 01020206 | 01020206 | 4 | EA | MECH | COUPLING, PIPE, PVC,THDED, 3/4", ANY MFG, BY DESCRP
4730103910 | ACTIVE | 01020206 | 01020206 | 12 | EA | MECH | CAP, PIPE, 3/4" FNPT, PVC, ANY MFG, BY DESCRP
4730119734 | ACTIVE | 33333333 | 01020206 | 16 | EA | MECH | ELBOW, PIPE, PVC, 45 DEG, 3/4", 80 SCH, THDED, ANY MFG BY DESCRP
4730105774 | ACTIVE | 01020208 | 01020208 | 1 | EA | MECH | ELBOW, PIPE, SA182F316, 45 DEG, NPS 1/4", 3000 LB, THDED, ANY MFG BY DESCRP
4730105915 | ACTIVE | 01020208 | 01020208 | 4 | EA | MECH | CAP, PIPE, 1/4" NPS, SW, SS, SA182F316, 3000 LB, ANY MFG, BY DESCRP
4730106376 | ACTIVE | 01020208 | 01020208 | 10 | EA | MECH | CAP, PIPE, 1/4" FNPT, SS, SA182F316, 3000 LB, ANY MFG, BY DESCRP
5305145152 | ACTIVE | 01020211 | 01020211 | 16 | EA | MECH | SCREW, CAP, SCKT/RND HD, 1-1/4"-8 TPI X 2-1/2", B16 GE
5305146952 | ACTIVE | 33333333 | 01020211 | 8 | EA | MECH | SCREW, CAP, SCKT/RND, GENERAL ELECTRIC, F600A075012
5307150341 | ACTIVE | 99999999 | 01020211 | 1 | EA | MECH | STUD, GENERAL ELECTRIC COMPANY, F702A100064-26-D02
5130000747 | ACTIVE | 01020212 | 01020212 | 6 | EA | TOOL | WHEEL, WIRE, TEMPERED/CRIMPED TUFT, 7" X 5/8" ARBOR, ANDERSON DIVISION, GSDA7-04684
6640000995 | ACTIVE | 01020219 | 01020219 | 28 | EA | TOOL | FUNNEL, POWD, 6EA/PK, 100 MM, GL, FISHER SCIENTIFIC CO, 10-346-C, WU: LAB
6640000508 | ACTIVE | 01020219 | 01020219 | 12 | EA | TOOL | FUNNEL, FLUTED, 75 MM, GL, FISHER SCIENTIFIC COMPANY, 10-329-C, (12EA/PK)
5310162978 | ACTIVE | 01020220 | 01020220 | 56 | EA | MECH | NUT, FLANGE, OEM, 5/16", B&W CO, 8005721, WU:U-3&4 MILL SWING VALVES
4730105592 | ACTIVE | 01020302 | 01020302 | 2 | EA | MECH | TEE, PIPE, 316 SS, 3/8" FNPT RUN X MNPT BRANCH, CAJON SS-6-BT
4730115013 | ACTIVE | 01020302 | 01020302 | 3 | EA | MECH | TEE, PIPE, 316 SS, 3/8", FNPT, SWAGELOK, SS-6-T
4730112754 | ACTIVE | 01020302 | 01020302 | 2 | EA | MECH | ELBOW, PIPE, SA182F316 SS, 45 DEG, NPS 3/8", 3000 LB, THDED, ANY MFG BY DESCRP
4730103563 | ACTIVE | 01020302 | 01020302 | 2 | EA | MECH | TEE, PIPE, SA182 F316L, THRDED NPT, 3/8", 3000 LB, ANY MFG, BY DESCRP
4730107267 | ACTIVE | 01020302 | 01020302 | 2 | EA | MECH | ELBOW, PIPE, 316 SS, 90 DEG, 3/8", 150 LB, FNPT, SWAGELOK, SS-600-8-6
4730106707 | ACTIVE | 01020302 | 01020302 | 19 | EA | MECH | ELBOW, PIPE, SA182F316, 90 DEG, NPS 3/8", 3000 LB,THDED, ANY MFG BY DESCRP
4730114792 | ACTIVE | 01020302 | 01020302 | 5 | EA | MECH | COUPLING, PIPE, HEX, 316 SS, 3/8" FNPT, SWAGELOK, SS-6-HCG
4730114578 | ACTIVE | 01020302 | 01020302 | 5 | EA | MECH | PLUG, PIPE, 3/8" MNPT, 316 SS, HEX, SWAGELOK (ONLY), SS-6-P
4730104082 | ACTIVE | 01020302 | 01020302 | 6 | EA | MECH | CAP, PIPE, 3/8" FNPT, SS, SA182F316, 3000 LB, ANY MFG, BY DESCRP
4730111301 | ACTIVE | 01020305 | 01020305 | 1 | EA | MECH | FLANGE, PIPE, THDED, 3/4"NPS, SA182F316, 150 LB, RAISED FACE, ANY MFG BY DESCRP
4730110253 | ACTIVE | 99999999 | 01020305 | 1 | EA | MECH | FLANGE, PIPE, 1" NPS, SA182F20/SB462 UNS8020, 150 LB, XH BORE, RAISED FACE, SOCKETWELD, ANY MFG, BY DESCRP
4730108273 | ACTIVE | 01020305 | 01020305 | 3 | EA | MECH | FLANGE, PIPE, SOCKET WELD, 3/4" NPS, SA182F316L, 150 LB, XH BORE, RAISED FACE, ANY MFG BY DESCRP
4730109966 | ACTIVE | 33333333 | 01020305 | 2 | EA | MECH | FLANGE, PIPE, 1" NPS, SA182F316, 150 LB, XH BORE, RAISED FACE, SCKTWELD, ANY MFG BY DESCRP
4730116672 | ACTIVE | 01020305 | 01020305 | 2 | EA | MECH | FLANGE, PIPE, BLIND, 1" NPS, SA182F316, 300 LB, RAISED FACE, ANY MFG, BY DESCRP
4730116359 | ACTIVE | 01020305 | 01020305 | 4 | EA | MECH | FLANGE, PIPE, 1" NPS, SA182F316, 150 LB, RAISED FACE, THDED, ANY MFG, BY DESCRP
4730119080 | ACTIVE | 01020305 | 01020305 | 1 | EA | MECH | FLANGE, PIPE, 1" NPS, SA182F316, 150 LB, STD BORE, FLAT FACED, SCKTWELD, ANY MFG, BY DESCRP
4730110931 | ACTIVE | 01020305 | 01020305 | 2 | EA | MECH | FLANGE, PIPE, 1"NPS, SA182F316L, 150 LB, STD BORE, RAISED FACE, WELD NECK, ANY MFG, BY DESCRP
5365217719 | ACTIVE | 01020306 | 01020306 | 3 | EA | MECH | SHIM, ALLIS CHALMERS CORP., 52-122-781-003
4320088265 | ACTIVE | 01020306 | 01020306 | 5 | EA | MECH | SCREW, SET, OEM, ALLIS CHALMERS CP-617-037-542
5365217693 | ACTIVE | 01020306 | 01020306 | 6 | EA | MECH | SHIM, ADJUSTING, ALLIS CHALMERS, 52-117-121-001
5310162283 | ACTIVE | 01020307 | 01020307 | 50 | EA | MECH | WASHER, FLAT, 5/8", HASTALLOY C276, WU:ABSORBER, INSIDE APPLICATION, U-1,2,3,4, 01 AREA,
5310162291 | ACTIVE | 99999999 | 01020307 | 26 | EA | MECH | WASHER, LOCK, 5/8", HASTALLOY C276, ANY MFG, BY DESCRP
4730114255 | ACTIVE | 01020312 | 01020312 | 6 | EA | MECH | ELBOW, PIPE, SA105, 90 DEG, NPS 3/4", 3000 LB,THDED FNPT X MNPT, ANY MFG BY DESCRP
4730115112 | ACTIVE | 01020312 | 01020312 | 12 | EA | MECH | ELBOW, PIPE, SA105, 45 DEG, NPS, 3/4", 3000 LB, THDED, ANY MFG BY DESCRP
4730103282 | ACTIVE | 01020312 | 01020312 | 8 | EA | MECH | ELBOW, PIPE, SA105, 90 DEG, NPS 3/4", 3000 LB,THDED, ANY MFG BY DESCRP
4730104371 | ACTIVE | 01020312 | 01020312 | 12 | EA | MECH | CAP, PIPE, 3/4" FNPT, FS, 3000 LB, ANY MFG, BY DESCRP
4730110436 | ACTIVE | 01020312 | 01020312 | 5 | EA | MECH | PLUG, PIPE, 3/4" MNPT, FS, SA105, HEX HD, 6000 LB, ANY MFG, BY DESCRP
5320000051 | ACTIVE | 01020314 | 01020314 | 1500 | EA | MECH | RIVET, POP, 1/8"DIA, 21/64"L, AL, DOME, 1/8"- 3/16", ANY MFG, BY DESCRP
6685365279 | ACTIVE | 33333333 | 01020318 | 4 | EA | TOOL | GAUGE, LEVEL, 1/4"NPT, 4-1/2", 0-150"H2O, DRESSER INDUSTRIAL VALVE, 1188A
6685367010 | ACTIVE | 01020318 | 01020318 | 6 | EA | ELEC/INS | GAUGE, PRESSURE, 4-1/2" DIAL, 1/4"NPT, LOW, 0-600 PSI, MARSH INSTRU, P-5164
6685368596 | ACTIVE | 01020318 | 01020318 | 2 | EA | ELEC/INS | GAUGE, PRESSURE, 4-1/2", 1/4"NPT BOTTOM CONN, STL, AL, 0-400 PSI, CROSBY VALVE & GAGE CO., A50-4146
6240314762 | ACTIVE | 01020320 | 01020320 | 10 | EA | ELEC/INS | LAMP, HPS, HID, 1000 W, LU1000/PLUS/ECO, E39 MOGUL, E25, CLR, 130000 LM, 30000 HR, SYLVANIA, 67316
6240315223 | ACTIVE | 01020320 | 01020320 | 3 | EA | ELEC/INS | LAMP, HPS, HID, 100 W, LU100/PLUS/ECO, E39 MOGUL, ET-23.5, CLR, 10000 LM, 40000 HR, SYLVANIA, 67559
6240316312 | ACTIVE | 01020320 | 01020320 | 5 | EA | ELEC/INS | LAMP, HPS, HID, 400 W, 100 V, LU400/PLUS/ECO, E39 MOGUL, ET18, CLR, 50000 LM, 40000 HR, SYLVANIA, 67312
0100000967 | ACTIVE | 01020321 | 01020321 | 9 | EA | MECH | REDUCER, PIPE, MALLEABLE IR, 1-1/2" X 3/4" FNPT, BELL, 150#, ANY MFG, BY DESCRP
4730110907 | ACTIVE | 01020321 | 01020321 | 15 | EA | MECH | NIPPLE, PIPE, FORGED STEEL, 1-1/2" X 8", THDED NPT, SCH 80, SA106B, ANY MFG BY DESCRP
4730118413 | ACTIVE | 01020321 | 01020321 | 13 | EA | MECH | NIPPLE, PIPE, FORGED STEEL, 1-1/2" X 6" THDED NPT, SCH 80, SA106B, ANY MFG BY DESCRP
4730118033 | ACTIVE | 01020321 | 01020321 | 12 | EA | MECH | NIPPLE, PIPE, CARBON STEEL, 1-1/2" X 5", THDED NPT, SCH 80, SA106B, ANY MFG BY DESCRP
0100000074 | ACTIVE | 01020401 | 01020401 | 38 | ST | MECH | PACKING, KIT, NON-ASB, 1.125 X 1.625, (2) SPACERS, 9900, 1/16", (2) THERMO-CERAM, 1/4", (4) BRAID, 1304, 1/4", FOUR STATES GASKET, 44552-7005
0100000075 | ACTIVE | 33333333 | 01020401 | 3 | EA | MECH | GASKET, SPIRAL WOUND, 2-1/2"ID X 3-9/16"OD X 0.175"THK, 3500 PSI, 304 SS/VERTICARB, NON-ASBESTOS, FOUR STATES GASKET,BY DESCRP, WU: BFP #3 & 4
0100005490 | ACTIVE | 01020401 | 01020401 | 4 | EA | MECH | GASKET, SPIRAL WOUND, 2-1/2"ID X 3-5/8"OD, 0.175"THK, NON-ASBESTOS, FOUR STATES GASKET, BY DESCRP, WU:3&4 BFP
5330182105 | ACTIVE | 01020401 | 01020401 | 2 | EA | MECH | GASKET, RAISED FACE, 3/4" X 1/8"THK, 150#, TEFLON ENV/TETRA BLU, NON-ASBESTOS, ANY MFG, BY DESCRP
5330186783 | ACTIVE | 01020401 | 01020401 | 2 | EA | MECH | GASKET, RAISED FACE, 3/4", 1/8"THK, 150#, NEOPRENE/TEFLON ENV, NON-ASBESTOS, THE ANCHOR PACKING CO., BY DESCRP
5330194647 | ACTIVE | 01020401 | 01020401 | 4 | EA | MECH | GASKET, FULL FACE, 3/4" X1/16"THK,150#, NON-ASBESTOS, THE ANCHOR PACKING CO, BY DESCRP
5330185355 | ACTIVE | 01020401 | 01020401 | 1 | EA | MECH | GASKET, RAISED FACE, 1/2", 1/8"THK, 150#, NEOPRENE/TEFLON ENV, NON-ASBESTOS, THE ANCHOR PACKING CO, BY DESCRP
5330185793 | ACTIVE | 01020401 | 01020401 | 5 | EA | MECH | GASKET, FULL FACE, 1/2", 1/16"THK, 150#, NON-ASBESTOS, THE ANCHOR PACKING CO, BY DESCRP
5330190306 | ACTIVE | 01020401 | 01020401 | 6 | EA | MECH | GASKET, RAISED FACE, 1/2" X 1/8"THK, 150#, NON-ASBESTOS, RICHARD KLINGER INC., C4400
5330180463 | ACTIVE | 01020401 | 01020401 | 6 | EA | MECH | GASKET, RAISED FACE, 1/2" X 1/16"THK, 150#, GARLOCK 3000, NON-ASBESTOS, THE ANCHOR PACKING CO, BY DESCRP
5330212977 | ACTIVE | 01020401 | 01020401 | 4 | EA | MECH | GASKET, RAISED FACE, 3/4", 150#, ROUND, NEOPRENE, NON-ASBESTOS, ANY MFG, BY DESCRP
5330177584 | ACTIVE | 01020402 | 01020402 | 3 | EA | MECH | GASKET, RAISED FACE, 1" X 1/8"THK, 150#, NON-ASBESTOS, RICHARD KLINGER INC., C4400
5330175398 | ACTIVE | 01020402 | 01020402 | 4 | EA | MECH | GASKET, RAISED FACE, 1", 1/8"THICK, TEFLON ENV/TETRA BLU, NON-ASBESTOS, THE ANCHOR PACKING CO, BY DESCRP
5330175562 | ACTIVE | 01020402 | 01020402 | 3 | EA | MECH | GASKET, FULL FACE, 1", 1/16"THK, 150#, NON-ASBESTOS, THE ANCHOR PACKING CO, BY DESCRP
5330178822 | ACTIVE | 01020402 | 01020402 | 2 | EA | MECH | GASKET, RAISED FACE, 1" X 1/8"THK, 150#, TEFLON ENVELOP, NON-ASBESTOS, ANY MFG, BY DESCRP
5330182246 | ACTIVE | 01020402 | 01020402 | 2 | EA | MECH | GASKET, RAISED FACE, 1" X 1/16"THK,150#, NON-ASBESTOS, RICHARD KLINGER INC., C4400
5330191460 | ACTIVE | 01020402 | 01020402 | 9 | EA | MECH | GASKET, FULL FACE, 1", 150#, RED RUBBER, NON-ASBESTOS, ANY MFG, BY DESCRP
5330182360 | ACTIVE | 01020404 | 01020404 | 62 | EA | MECH | GASKET, RAISED FACE, 1-1/2" X 1/8"THK, 150#, TEFLON ENV/NEOPRENE, NON-ASBESTOS, ANY MFG, BY DESCRP
5330170894 | ACTIVE | 01020404 | 01020404 | 9 | EA | MECH | GASKET, RAISED FACE, 1-1/2" X 1/8"THK, 150#, TEFLON ENV/TETRA BLUE, NON-ASBESTOS FILLER, ANY MFG, BY DESCRP
5330212951 | ACTIVE | 01020404 | 01020404 | 4 | EA | MECH | GASKET, RAISED FACE, 1-1/4", 150#, ROUND, NEOPRENE, NON-ASBESTOS, ANY MFG, BY DESCRP
5330182287 | ACTIVE | 01020404 | 01020404 | 4 | EA | MECH | GASKET, RAISED FACE, 1-1/4" X 1/16"THK, 150#, NON-ASBESTOS, RICHARD KLINGER INC., C4400
5330170548 | ACTIVE | 01020404 | 01020404 | 7 | EA | MECH | GASKET, RAISED FACE, 1-1/2" X 1/8"THK, 150#, NON-ASBESTOS, ANY MFG, BY DESCRP
5330187708 | ACTIVE | 01020404 | 01020404 | 27 | EA | MECH | GASKET, FULL FACE, 1-1/2", 1/16"THK, 150#, NON-ASBESTOS,THE ANCHOR PACKING CO, BY DESCRP
5330172353 | ACTIVE | 01020404 | 01020404 | 71 | EA | MECH | GASKET, RAISED FACE, 1-1/2", 1/16"THK, 150#, NON-ASBESTOS, RICHARD KLINGER INC., C4400
3439002720 | ACTIVE | 01020406 | 01020406 | 10 | LB | TOOL | ELECTRODE, WELDING, ROD, 1/8"DIA, E308/308L-16, MILL TEST REPORT REQ'D, (10# CONT), ANY MFG, BY DESCRP, INSPECTION REQ'D
8040000070 | ACTIVE | 01020409 | 01020409 | 5 | ST | CHEM | SEALANT/ADHESIVE, 5 MIN QUICK SET, EPOXY, 1-OZ TUBES
8040000138 | ACTIVE | 01020410 | 01020410 | 12 | EA | CHEM | SEALANT/ADHESIVE, QUICK SET 404, CLR, LIQ, BTL, 1/3 OZ
8030000056 | ACTIVE | 01020410 | 01020410 | 3 | EA | CHEM | SEALANT/ADHESIVE, THREAD, LOCKTITE, .34 OZ, LIQ, BTL, THREADBLOCKER 242, MED STRENGTH, ANY MFG, 24221
6850412898 | ACTIVE | 01020410 | 01020410 | 27 | EA | CHEM | FLUID, LAYOUT, DYE, 0.75 OZ, TUBE, PRUSSIAN BLUE, PERMATEX, 80038
9150488758 | ACTIVE | 01020410 | 01020410 | 10 | EA | CHEM | CHEMICAL, DRY GRAPHITE, 6 GRAMS GM, ANY MFG, BY DESCRP
5945245438 | ACTIVE | 01020411 | 01020411 | 2 | EA | ELEC/INS | CONTACTOR, MAG STARTER, 30 A, 600 V, CHROMALOX, 804826
4730114339 | ACTIVE | 01020412 | 01020412 | 13 | EA | MECH | NIPPLE, PIPE, FORGED STEEL, 1" X 8", THDED NPT, SCH 80, SA106B, ANY MFG BY DESCRP
4730113554 | ACTIVE | 01020412 | 01020412 | 5 | EA | MECH | NIPPLE, PIPE, FORGED STEEL, 1" X 6", THDED NPT, SCH 80, A106B, ANY MFG BY DESCRP
4730103787 | ACTIVE | 01020412 | 01020412 | 18 | EA | MECH | NIPPLE, PIPE, CARBON STEEL, 1" X 4", THDED NPT, SCH 80, SA106B, ANY MFG BY DESCRP
4730108083 | ACTIVE | 01020414 | 01020414 | 8 | EA | MECH | BUSHING, PIPE, REDUCING , PVC, 1" MNPT X 3/4" FNPT, SCH 80, ANY MFG, BY DESCRP
4730114370 | ACTIVE | 01020414 | 01020414 | 6 | EA | MECH | BUSHING, PIPE, REDUCING, PVC, 3/4" MNPT X 1/4" FNPT, SCH 80, ANY MFG, BY DESCRP
4730118652 | ACTIVE | 01020414 | 01020414 | 6 | EA | MECH | BUSHING, PIPE, REDUCING, PVC, 3/4" MNPT X 1/2" FNPT, ANY MFG, BY DESCRP
4730119767 | ACTIVE | 01020414 | 01020414 | 2 | EA | MECH | BUSHING, PIPE, REDUCING, PVC, 3/4"SW X 1/2"SW, SCH 80, ANY MFG, BY DESCRP
4730119353 | ACTIVE | 33333333 | 01020414 | 2 | EA | MECH | REDUCER, PIPE, PVC, 1-1/2" X 1", SCH 40, SCKT, ANY MFG, BY DESCRP
5970254032 | ACTIVE | 01020417 | 01020417 | 57 | RO | ELEC/INS | TAPE, ELECTICAL, GREEN, 3/4" VINYL PLASTIC
6685360627 | ACTIVE | 01020419 | 01020419 | 934 | FT | ELEC/INS | CABLE, INSULATED, TCPL, #16 AWG, 3/C, SOL, CLAUD S GORDON CO., J-16-5-510
4320077136 | ACTIVE | 01020420 | 01020420 | 1 | EA | MECH | RING, WEAR, BELL/LOW END, WORTHINGTON PUMP CORP, 629838-00
4320077078 | ACTIVE | 01020420 | 01020420 | 2 | EA | MECH | RING, WEAR, BELL/UP END, PNM MACHINE SHOP, SJS-M379
5975265678 | ACTIVE | 01020421 | 01020421 | 9 | EA | ELEC/INS | BODY, CONDUIT, LB, 1-1/2", CI, THDED, APPLETON, LB57
5975265512 | ACTIVE | 01020421 | 01020421 | 4 | EA | ELEC/INS | BODY, CONDUIT, LL, 1-1/2", CI, THDED, CROUSE HINDS, LL-57
5975264903 | ACTIVE | 01020421 | 01020421 | 2 | EA | ELEC/INS | BODY, CONDUIT, T, 1-1/2", CI, THDED, CROUSE HINDS, T-57
5975265058 | ACTIVE | 01020421 | 01020421 | 6 | EA | ELEC/INS | COVER, CONDUIT BODY, 1-1/2", CROUSE HINDS, 570G
6640000151 | ACTIVE | 01020422 | 01020422 | 6 | EA | MECH | BOTTLE, GEN PURPOSE, GLASS , 4 OZ, WIDE, FISHER SCIENTIFIC CO, 2-892P
5330188136 | ACTIVE | 01020501 | 01020501 | 14 | EA | MECH | GASKET, 1/2", 900-1500 LB, 316 SS/CERAMIC, NON-ASBESTOS, ANY MFG, BY DESCRP
5330172171 | ACTIVE | 01020501 | 01020501 | 8 | EA | MECH | GASKET, SPIRAL WOUND, 1/2", 150 #, 316 SS/CERAMIC, NON-ASBESTOS, THE ANCHOR PACKING CO, BY DESCRP
5330192120 | ACTIVE | 01020501 | 01020501 | 2 | EA | MECH | GASKET, SPIRAL WOUND, 1/4", 150#, 316 SS/CERAMIC, NON-ASBESTOS, ANY MFG, BY DESCRP
5330178194 | ACTIVE | 01020501 | 01020501 | 2 | EA | MECH | GASKET, SPIRAL WOUND, 3/4" 150#, 316 SS/CERAMIC, NON-ASBESTOS, THE ANCHOR PACKING CO, BY DESCRP
5330184689 | ACTIVE | 01020501 | 01020501 | 2 | EA | MECH | GASKET, SPIRAL WOUND, VALVE, 1/2", 300/400/600 LB, 316 SS/CERAMIC, NON-ASBESTOS, THE ANCHOR PACKING CO,BY DESCRP
5330183277 | ACTIVE | 01020501 | 01020501 | 1 | EA | MECH | GASKET, SPIRAL WOUND, VALVE, 3/4", 300/400/600 LB, 316 SS/CERAMIC, NON-ASBESTOS, THE ANCHOR PACKING CO, BY DESCRP
5330171033 | ACTIVE | 01020501 | 01020501 | 3 | EA | MECH | GASKET, SPIRAL WOUND, 1/4", 300/400/600 LB, 316 SS/CERAMIC, NON-ASBESTOS, THE ANCHOR PACKING CO, BY DESCRP
9510000145 | ACTIVE | 01020506 | 01020506 | 3 | EA | STRUC | STOCK, BAR, FLAT, 12"W, 24"L, 1/8"THK, LOW CARBON, ANY MFG, BY DESCRP, PRECISION GROUND, FREE MACHINING
4730120013 | ACTIVE | 01020508 | 01020508 | 2 | EA | MECH | TEE, PIPE, SA105 FS, SCKTWELD, 1/4", 3000 LB, ANY MFG, BY DESCRP
4730119908 | ACTIVE | 01020508 | 01020508 | 12 | EA | MECH | ELBOW, PIPE, SA105, 90 DEG, NPS 3/8", 3000 LB, SOCKET WELD, ANY MFG BY DESCRP
0000000071 | ACTIVE | 33333333 | 01020509 | 2 | EA | MECH | FILTER, OIL, CARQUEST, 85602
4730113828 | ACTIVE | 01020510 | 01020510 | 1 | EA | MECH | BUSHING, PIPE, REDUCING, 316 SS, 1" MNPT X 3/4" FNPT, SWAGELOK, SS-16-RB-12
4730114677 | ACTIVE | 01020510 | 01020510 | 8 | EA | MECH | BUSHING, PIPE, REDUCING, 316 SS, 1" MNPT X 1/2" FNPT, SWAGELOK, SS-16-RB-8
4730107804 | ACTIVE | 01020510 | 01020510 | 6 | EA | MECH | BUSHING, PIPE, REDUCING, 316 SS, 1" MNPT X 3/8" FNPT, CAJON CO., SS-16-RB-6
4730116003 | ACTIVE | 33333333 | 01020510 | 1 | EA | MECH | BUSHING, PIPE, REDUCING, 316 SS, 3/4" MNPT X 1/2" FNPT, SWAGELOK, SS-12-RB-8
4730117753 | ACTIVE | 01020510 | 01020510 | 4 | EA | MECH | BUSHING, PIPE, REDUCING, 316 SS, 3/4" MNPT X 3/8" FNPT, SWAGELOK, SS-12-RB-6
4730108034 | ACTIVE | 01020510 | 01020510 | 5 | EA | MECH | BUSHING, PIPE, REDUCING, 316 SS, 3/4" MNPT X 1/4" FNPT, CAJON COMPANY, SS-12-RB-4
4730103134 | ACTIVE | 01020510 | 01020510 | 3 | EA | MECH | BUSHING, PIPE, REDUCING, 316 SS, 1/2" MNPT X 3/8"FNPT, CAJON CO, SS-8-RB-6
4730106640 | ACTIVE | 01020510 | 01020510 | 22 | EA | MECH | BUSHING, PIPE, REDUCING, 316 SS, 1/2" MNPT X 1/4" FNPT, CAJON CO, SS-8-RB-4
4730106889 | ACTIVE | 01020510 | 01020510 | 15 | EA | MECH | BUSHING, PIPE, REDUCING, 316 SS, 3/8" MNPT X 1/4" FNPT, CAJON COMPANY, SS-6-RB-4
4730115401 | ACTIVE | 01020510 | 01020510 | 4 | EA | MECH | BUSHING, PIPE, REDUCING, 316 SS, 1/4" MNPT X 1/8" FNPT, ALLOY STAINLESS PRODUCTS, BY DESCRP
6685363696 | ACTIVE | 01020511 | 01020511 | 4 | EA | ELEC/INS | GAUGE, PRESSURE, 4-1/2", 1/4"MNPT, BTM, 0-100 PSIG, 3 D, 25504-23B71, NO FLANGE KIT AVAILABLE
6685368406 | ACTIVE | 33333333 | 01020511 | 1 | EA | ELEC/INS | GAUGE, PRESSURE, 4-1/2"FACE, 1/4"NPT, BTM, 0-300 PSI/0-300 LB, 3D INSTRUMENTS, 25504-26B71, NO FLANGE KIT AVAILABLE
0100003769 | ACTIVE | 01020512 | 01020512 | 3 | EA | MECH | LINER, DRIVE, WEIR SLURRY GROUP, 14852, WU: U-3&4, 01 AREA BLOWDOWN PUMPS
0100003770 | ACTIVE | 01020512 | 01020512 | 2 | EA | MECH | LINER, SUCTION, WEIR SLURRY GROUP, 19889, WU:U-3&4, 01 AREA BLOWDOWN PUMPS
4820121152 | ACTIVE | 01020513 | 01020513 | 2 | EA | MECH | VALVE, BALL, 1/2", PVC BODY, SCH 80, THD, 235 PSI, NON-ASB, SPEARS, OEM ONLY, 25-2131-005
4730106970 | ACTIVE | 01020513 | 01020513 | 6 | EA | MECH | TEE, PIPE, PVC, THDED, 1/2", ANY MFG, BY DESCRP
4730113877 | ACTIVE | 01020513 | 01020513 | 4 | EA | MECH | ELBOW, PIPE, PVC, 90 DEG, 1/2", SCH 80, THDED, ANY MFG BY DESCRP
4730108331 | ACTIVE | 01020513 | 01020513 | 10 | EA | MECH | COUPLING, PIPE, PVC, THREADED, 1/2", SCH 80, ANY MFG, BY DESCRP
4730119726 | ACTIVE | 01020513 | 01020513 | 6 | EA | MECH | CAP, PIPE, 1/2" FNPT, PVC, SCH 80, ANY MFG, BY DESCRP
4730114917 | ACTIVE | 01020513 | 01020513 | 8 | EA | MECH | PLUG, PIPE, 1/2" MNPT, PVC, HEX, SCH 80, ANY MFG, BY DESCRP
4730104926 | ACTIVE | 33333333 | 01020514 | 508 | EA | MECH | CLAMP,HOSE, WORM GEAR,#20,3/4"-1-3/4",BALKAMP, INC.,705-1015,WU 001 AUTOMOTIVE SUPPLIES
4810132060 | ACTIVE | 33333333 | 01020515 | 1 | EA | MECH | BONNET, VALVE, CONTROL COMPONENTS INC., 321401399-HYD, WU:VLVS PV-332B & PV-432B, U-3&4
5330174292 | ACTIVE | 99999999 | 01020515 | 1 | EA | MECH | PACKING, RING, GRAPHOIL, 1"ID X 1-1/2"OD X 1/4"W, (10 PCS=1 SET), NON-ASB, CONTROL COMPONENTS, 723902010
5330189605 | ACTIVE | 01020515 | 01020515 | 2 | EA | MECH | PACKING, PREFORMED, 5/8"ID X 1-1/8" X 3/16"W, NON-ASB, CONTROL COMPONENTS, 1208010-01, WU: C-C VALVE, 1X1-1/2, S/N 16346-1-1&3-1, S/N 20146-8
0100005576 | ACTIVE | 01020516 | 01020516 | 1 | EA | ELEC/INS | REGULATOR, PRESSURE, HYDROGEN SINGLE STAGE, NPS F MANIFOLD, EXTRA HIGH CAPACITY, 200 PSI, VICTOR EQUIP, 0780-0803
3433000209 | ACTIVE | 01020516 | 01020516 | 1 | EA | TOOL | REGULATOR, OXYGEN, COMPRESSED GAS, VICTOR EQUIPMENT CO, SR450D-540
0000000040 | ACTIVE | 33333333 | 01020517 | 3 | EA | MECH | FILTER, OIL, CARQUEST, 85197
0000000019 | ACTIVE | 33333333 | 01020518 | 3 | EA | MECH | FILTER, OIL, CARQUEST, 85034
0000000169 | ACTIVE | 33333333 | 01020520 | 4 | EA | MECH | FILTER,AIR,CARQUEST,88233
4730113836 | ACTIVE | 01020602 | 01020602 | 11 | EA | MECH | COUPLING, PIPE, GALV STL, THDED, 1/2", 150#, ANY MFG, BY DESCRP
4730114131 | ACTIVE | 01020602 | 01020602 | 20 | EA | MECH | ELBOW, PIPE, STREET, GALV STL, 90 DEG, 1/2", 40 SCH, MNPT X FNPT, ANY MFG BY DESCRP
4730109941 | ACTIVE | 01020602 | 01020602 | 4 | EA | MECH | PLUG, PIPE, 1/2" MNPT, GALV STL, SQ HD, ANY MFG, BY DESCRP
4730107820 | ACTIVE | 01020602 | 01020602 | 3 | EA | MECH | ELBOW, PIPE, GALV STL, 45 DEG, 1/2", 40 SCH, ANY MFG BY DESCRP
4730113075 | ACTIVE | 01020602 | 01020602 | 4 | EA | MECH | NIPPLE, PIPE, GALV STL,1/2" X CLOSE, SCH 40, ANY MFG BY DESCRP
4730112671 | ACTIVE | 33333333 | 01020602 | 42 | EA | MECH | PLUG, PIPE, 1/4" MNPT, GALV STL, SQ HD, ANY MFG, BY DESCRP
4730105873 | ACTIVE | 01020602 | 01020602 | 21 | EA | MECH | ELBOW, PIPE, GALV STL, 90 DEG, 1/2", 40 SCH, ANY MFG BY DESCRP
5365217842 | ACTIVE | 01020604 | 01020604 | 2 | EA | MECH | RING, RETAINING, SNAP, STL, KENNEDY VALVE MFG. CO., 3
3439002936 | ACTIVE | 01020606 | 01020606 | 80 | EA | TOOL | ELECTRODE, WELDING, ROD HELIARC, 1/8"DIA, ER308/308L, MILL TEST REPORT REQ'D,(10# CONT) 8 EA=1LB, ANY MFG, BY DESCRP, INSPECTION REQ'D
4810116451 | ACTIVE | 33333333 | 01020607 | 2 | EA | ELEC/INS | VALVE, SOLENOID, 2-WAY/NO, 1/2", AL, FNPT, 125 PSI, 120 V, 10.5 AC/11.2 DC W, 3/4" ORIFICE, 50/60 HZ, NON-ASB, ASCO, 8215A24
4810119174 | ACTIVE | 01020607 | 01020607 | 1 | EA | ELEC/INS | VALVE, SOLENOID, 4-WAY, 1/4",BRS, FNPT, 10-150 PSI, 110/120 V, 10.1 W, 1/16" ORIFICE, 50/60 HZ, NON-ASB, ASCO, EF8345G1
4810116618 | ACTIVE | 01020607 | 01020607 | 3 | EA | ELEC/INS | VALVE, SOLENOID, 2-WAY/NC, 3/4", BRS, FNPT, 40-150 PSI, 110/120 V, 10.1 AC/11.6 DC W,3/4" ORIFICE, 50/60 HZ, NON-ASB, ASCO, 8210G95HW
3439000849 | ACTIVE | 01020608 | 01020608 | 30 | LB | TOOL | ELECTRODE, WELDING, ROD HELIARC, 1/8" X 36", ER70S-2, ROCKMOUNT RESEARCH, 7814
6630325683 | ACTIVE | 01020609 | 01020609 | 3 | EA | MECH | CELL, KIT/OXY, JOHNSON YOKOGAWA, E7042UD, WU: 02 PROBES, U-3&4
5120128789 | ACTIVE | 01020610 | 01020610 | 7 | EA | TOOL | HANDLE, TOOL, BLKSMITH HAMR, 16"L, LINK HANDLE CO, 503-16
5120127757 | ACTIVE | 01020610 | 01020610 | 11 | EA | TOOL | HANDLE, TOOL, BALL PEIN HAMR, 16"L, FLEISCHMANN HANDLES, 7216-8
5120127583 | ACTIVE | 01020610 | 01020610 | 7 | EA | TOOL | HANDLE, TOOL, HAMR, 12"L, LINK HANDLE CO., FK106-12
5975263418 | ACTIVE | 01020611 | 01020611 | 6 | EA | ELEC/INS | NIPPLE, CONDUIT, CHASE, ALUM, 1-1/2", ANY MFG, BY DESCRP
5975264259 | ACTIVE | 01020611 | 01020611 | 5 | EA | ELEC/INS | NIPPLE, CONDUIT, CHASE, ALUM, 2" X 2-15/16", STEEL CITY DIV, HA-406
5975258608 | ACTIVE | 01020611 | 01020611 | 8 | EA | ELEC/INS | NIPPLE, CONDUIT, CHASE, ALUM, 1-1/2" X 2-3/8", ANY MFG BY DESCRP
5975264408 | ACTIVE | 01020611 | 01020611 | 2 | EA | ELEC/INS | NIPPLE, CONDUIT, CHASE, ALUM, 1-1/4" X 2", STEEL CITY DIV, HA404
5975258632 | ACTIVE | 01020611 | 01020611 | 25 | EA | ELEC/INS | NIPPLE, CONDUIT, CHASE, 1", MALLEABLE IR, ANY MFG, BY DESCRP
5975261735 | ACTIVE | 01020611 | 01020611 | 6 | EA | ELEC/INS | NIPPLE, CONDUIT, CHASE, 3/4" X 1-3/8", STEEL CITY DIV, HA 402
5975258079 | ACTIVE | 01020611 | 01020611 | 18 | EA | ELEC/INS | NIPPLE, CONDUIT\CHASE, 1/2", STL, STEEL CITY DIV, HA-401
4820119404 | ACTIVE | 01020613 | 01020613 | 1 | EA | MECH | VALVE, BALL, 1", PVC BODY, SCKTWLD, SCH 40, NON-ASB, ENGLAND SALES SERVICE CO. BY DESCRP
4730118223 | ACTIVE | 01020613 | 01020613 | 3 | EA | MECH | UNION, PIPE, 1", PVC, SCKT, 80 SCH, ANY MFG, BY DESCRP
4730109248 | ACTIVE | 01020613 | 01020613 | 3 | EA | MECH | COUPLING, PIPE, PVC, SCKT, 1", SCH 80, ANY MFG, BY DESCRP
4730119817 | ACTIVE | 01020613 | 01020613 | 4 | EA | MECH | TEE, PIPE, PVC, SCKTWELD, 1", SCH 80, ANY MFG, BY DESCRP
4730104892 | ACTIVE | 01020613 | 01020613 | 2 | EA | MECH | ELBOW, PIPE, PVC, 45 DEG, 1",8 0 SCH, SOCKET WELD, ANY MFG BY DESCRP
4730119783 | ACTIVE | 01020613 | 01020613 | 6 | EA | MECH | CAP, PIPE, 1", SCKT, PVC, SCH 80, ANY MFG, BY DESCRP
4730113372 | ACTIVE | 01020613 | 01020613 | 7 | EA | MECH | ELBOW, PIPE, PVC, 90 DEG, 1", 80 SCH, SOCKET WELD, ANY MFG BY DESCRP
4730103993 | ACTIVE | 01020613 | 01020613 | 4 | EA | MECH | ADAPTER, PIPE, PVC, 1", SOCKET X MNPT, SCH 40, ANY MFG, BY DESCRP
4730106715 | ACTIVE | 01020616 | 01020616 | 3 | EA | MECH | COUPLING, PIPE, FS, SA105, THDED, NPS 3", 3000#, ANY MFG, BY DESCRP
5330175489 | ACTIVE | 01020620 | 01020620 | 4 | EA | MECH | GASKET, FULL FACE, 24",1/8"THICK, 150#, RED RUBBER, NON-ASBESTOS, ANY MFG, BY DESCRP
5330176602 | ACTIVE | 01020620 | 01020620 | 1 | EA | MECH | GASKET, FULL FACE, 20", 150#, RED RUBBER, NON-ASBESTOS,ANY MFG, BY DESCRP
5330195172 | ACTIVE | 01020620 | 01020620 | 12 | EA | MECH | GASKET, FULL FACE, 8", 1/8"THK,150#, RED RUBBER, NON-ASBESTOS, ANY MFG, BY DESCRP, WU:BOTTOM ASH SUMP PUMPS, U-3&4
4310073178 | ACTIVE | 01020621 | 01020621 | 3 | EA | MECH | ELEMENT, FILTER, AIR, 15"ID, 15"OD, 2-9/16"THICK, BALDWIN MFG, PA1860, WU:SUTORBILT COMPRESSOR MDL 3L-13A-140-197, WW
6105289703 | ACTIVE | 01020623 | 01020623 | 1 | EA | ELEC/INS | INDICATOR, LEVEL, ASSY, 120 V, BINDICATOR, 3401-31, WU:BIN LEVEL INDICATOR, MDL KA, ROTO-BIN-INDICATOR
4010068049 | ACTIVE | 01020701 | 01020701 | 20 | FT | TOOL | CHAIN, ROLLER, #50, REXNORD, BY DESCRP
4730112762 | ACTIVE | 01020703 | 01020703 | 3 | EA | MECH | NIPPLE, PIPE, FORGED STEEL,1/8" X 6", THDED NPT, SCH 80, SA106B, ANY MFG BY DESCRP
4730106483 | ACTIVE | 01020703 | 01020703 | 47 | EA | MECH | NIPPLE, PIPE, CARBON STEEL, 1/8" X 4", THDED NPT, SCH 80, SA106B, SEAMLESS, ANY MFG BY DESCRP
4730116433 | ACTIVE | 01020703 | 01020703 | 51 | EA | MECH | NIPPLE, PIPE, CARBON STEEL, 1/8" X 3", THDED NPT, SCH 80, SA106B, ANY MFG BY DESCRP
4730104207 | ACTIVE | 01020703 | 01020703 | 8 | EA | MECH | NIPPLE, PIPE, FORGED STEEL, 1/8" X 2", THDED NPT, SCH 80, SA106B SEAMLESS, ANY MFG BY DESCRP
4730103514 | ACTIVE | 01020703 | 01020703 | 45 | EA | MECH | NIPPLE, PIPE, FORGED STEEL, 1/8" X CLOSE, THDED NPT, SCH 80, SA106B, ANY MFG BY DESCRP
4730128610 | ACTIVE | 01020704 | 01020704 | 3 | EA | MECH | CAP, PIPE, 6" NPS, BW, SCH XH, CS, SA234WPB, SMLS, ANY MFG, BY DESCRP
4730128792 | ACTIVE | 01020704 | 01020704 | 3 | EA | MECH | CAP, PIPE, 1" NPS, BW, SCH XH, CS, SA234WPB SMLS, ANY MFG, BY DESCRP
4730128628 | ACTIVE | 01020704 | 01020704 | 7 | EA | MECH | CAP, PIPE, 4" NPS, BW, SCH XH, CS, SA234WPB, SMLS, ANY MFG, BY DESCRP
4730128750 | ACTIVE | 01020704 | 01020704 | 2 | EA | MECH | CAP, PIPE, 3" NPS, BW, SCH XH, CS, SA234WPB, SMLS, ANY MFG, BY DESCRP
4730128768 | ACTIVE | 01020704 | 01020704 | 4 | EA | MECH | CAP, PIPE, 2" NPS, BW, SCH XH, CS, SA234WPB, SMLS, ANY MFG, BY DESCRP
4730128776 | ACTIVE | 01020704 | 01020704 | 4 | EA | MECH | CAP, PIPE, 1-1/2" NPS, BW, SCH XH, CS, SA234WPB, SMLS, ANY MFG, BY DESCRP
3230000030 | ACTIVE | 01020705 | 01020705 | 29 | EA | TOOL | BLADE, CUTTING, SAW/CIRC, 7-1/4"DIA, CARBIDE, HANSON HENRY, 24035
3230000071 | ACTIVE | 01020705 | 01020705 | 12 | EA | TOOL | BLADE, CUTTING, SAW/CIRC, 7-1/4"DIA, BLACK & DECKER, 39598
5110000311 | ACTIVE | 01020705 | 01020705 | 25 | EA | TOOL | BLADE, CUTTING, HACKSAW, 12"L, 24T, HIGH SPEED STL, DYNA SYSTEMS, 803-1-2724
5110000055 | ACTIVE | 01020705 | 01020705 | 85 | EA | TOOL | BLADE, CUTTING, HACKSAW, 12"L, 18T, HIGH SPEED STL, INGERSOLL-RAND CO., 1218F
5110000428 | ACTIVE | 01020705 | 01020705 | 58 | EA | TOOL | BLADE, CUTTING, HACKSAW, 12"L, 32T, ALLOY STL, RULE INDUSTRIES, 1232UL
5940238982 | ACTIVE | 01020707 | 01020707 | 5 | EA | ELEC/INS | LUG, TERMINAL, 13/32, 1/0-2/0 AWG, BURNDY CORP., QA26-2B
5940237885 | ACTIVE | 01020707 | 01020707 | 6 | EA | ELEC/INS | LUG, GROUND, 1/2", 2 HOLE, 600 MCM, 90 DEG C, 2" DUAL RATED CONN, ILSCO CORP, AU-600
5940238768 | ACTIVE | 01020707 | 01020707 | 100 | EA | ELEC/INS | LUG, TERMINAL, 1/4, #1 AWG, CU, BURNDY CORP., QA1C-B
5940238479 | ACTIVE | 01020707 | 01020707 | 5 | EA | ELEC/INS | LUG, COMPRESSION, GRNDG, 1/2", 350 KCMIL, BLACKBURN, A DIVISION, ADR-35-21
5940238370 | ACTIVE | 01020707 | 01020707 | 11 | EA | ELEC/INS | LUG, TERMINAL, 5/16, 250 MCM, THOMAS & BETTS, 62212
5940238453 | ACTIVE | 01020707 | 01020707 | 5 | EA | ELEC/INS | LUG, COMPRESSION, TERMINAL,1/4", 2-14 AWG, BROWN, BLACKBURN, A DIVISION,ADR2
5330228098 | ACTIVE | 01020708 | 01020708 | 1 | ST | MECH | PACKING, VEE, 9/16"ID, PLAST/VIRGIN TEFLON, NON-ASB, VALTEK INC, 103930.925.000, WU: LIMESTONE
3110074097 | ACTIVE | 99999999 | 01020708 | 2 | EA | MECH | BEARING, 0.5000"W, VALTEK INC, 055403.999.000, WU: LIMESTONE
3110074121 | ACTIVE | 99999999 | 01020708 | 1 | EA | MECH | BEARING, 0.7500"ID X 0.8800"OD X 0.4300"W, VALTEK INC, 056134.999.000, WU: LIMESTONE
4810137473 | ACTIVE | 01020708 | 01020708 | 1 | EA | MECH | LINER, GUIDE, PLAST/TEFLON, 1-1/8"STEM, VALTEK INC, 057360.927.000, WU:LIMESTONE
4810137440 | ACTIVE | 01020709 | 01020709 | 1 | EA | MECH | PLUG, VALVE, 1-1/2" X 2", 316 SS, 150/300 LB, VALTEK INC, 095831-150-000, WU: LIMESTONE
3110074113 | ACTIVE | 99999999 | 01020709 | 1 | EA | MECH | BEARING, 3.2500"ID X 3.4400"OD X 0.7500"W, VALTEK INC, 126537.999.000, LIMESTONE
5330228106 | ACTIVE | 01020709 | 01020709 | 1 | EA | MECH | GASKET, 2.190"ID X 2.720"OD X 0.190"THK, PLASTIC, VIRGIN TEFLON, NON-ASBESTOS, VALTEK INC, 095835.925.000, WU:LIMESTONE
5895000346 | ACTIVE | 01020711 | 01020711 | 1 | KT | ELEC/INS | CONNECTOR, KIT, MTR, (3) HEAT SHRINKABLE CAPS, (3) BLT CVR TUBES, (3) HV SEALANT STRIPS, (1) INSTR SHEET,(3) HV SEALNT STRIPS, RAYC, MCK-5-2V-00
5975261487 | ACTIVE | 99999999 | 01020711 | 23 | EA | ELEC/INS | PLUG, CONDUIT, CLOSE-UP, 3", CU-FREE AL, KILLARK ELECTRIC, CUP-8
4820122655 | ACTIVE | 01020714 | 01020714 | 1 | EA | MECH | VALVE, GATE, NON-RISING STEM, 1/4", BRS, THRD, 300#, NON-ASB, CRANE CO, 636E
4820124370 | ACTIVE | 01020714 | 01020714 | 3 | EA | MECH | VALVE, GATE, 1/4", THD, 316SS BODY,150#, CF8M GRD, NON-ASB, ANY MFG, BY DESCRP
4820123679 | ACTIVE | 01020714 | 01020714 | 4 | EA | MECH | VALVE, GATE, RISING STEM, 1/4", BRZ BODY & GATE, THRD, 125# SWP/200# WOG, NON-ASB, ASTM, CRANE CO, 428
0100002052 | ACTIVE | 33333333 | 01020716 | 2 | EA | MECH | FLEXOLET, PIPE, SOCKET WELD, 36-1-1/2 X 3/4 NPS, SA105, 3000 LB, ANY MFG, BY DESCRP
0100002054 | ACTIVE | 01020716 | 01020716 | 4 | EA | MECH | FLEXOLET, PIPE, SOCKETWELD, 36-3 X 1 NPS, SA105, 3000 LB, ANY MFG, BY DESCRP
0100002051 | ACTIVE | 01020716 | 01020716 | 4 | EA | MECH | FLEXOLET, PIPE, THDED, 36-1-1/2 X 3/4 NPS, SA105, 3000 LB, ANY MFG, BY DESCRP
0100002053 | ACTIVE | 01020716 | 01020716 | 3 | EA | MECH | FLEXOLET, PIPE, THDED, 36-3 X 1 NPS, SA105, 3000 LB, ANY MFG, BY DESCRP
0100002049 | ACTIVE | 01020716 | 01020716 | 3 | EA | MECH | FLEXOLET, PIPE, THDED, 36-3/4 X 1/2 NPS, SA105, 3000 LB, ANY MFG, BY DESCRIP
6685369768 | ACTIVE | 01020719 | 01020719 | 3 | EA | ELEC/INS | GAUGE, PRESSURE, 0-600 PSI, HIGH VISIBILITY YELLOW CASE, 3 D INSTRUMENTS, 25504-28C74, NO FLANGE KIT AVAILABLE
6685363712 | ACTIVE | 01020719 | 01020719 | 3 | EA | ELEC/INS | GAUGE, PRESSURE, 4-1/2", 1/4"MNPT, BTM, 0-200 PSIG, PERMA CAL GAUGE, 121NIB06A21 WU:U-3&4 WW, SO2, NO FLANGE KIT AVAILABLE
0000000159 | ACTIVE | 33333333 | 01020721 | 4 | EA | MECH | FILTER,AIR,CARQUEST,87981
6640002520 | ACTIVE | 01020723 | 01020723 | 6 | PK | MECH | TIP, PIPET, NON-STERILE, 815 MACRO, 1.0-10.0 ML, (250/PK), HACH, 2199725
4730114891 | ACTIVE | 01020802 | 01020802 | 13 | EA | MECH | BUSHING, BRASS, 3/4" X 3/8", THDED, ANY MFG, BY DESCRP
4730120096 | ACTIVE | 01020802 | 01020802 | 10 | EA | MECH | CAP, PIPE, 3/8", FNPT, BRS, ANY MFG, BY DESCRP
4730116912 | ACTIVE | 01020802 | 01020802 | 3 | EA | MECH | BUSHING, BRASS, 3/8"ID X 1/2"OD, ANY MFG, BY DESCRP
4730110063 | ACTIVE | 01020802 | 01020802 | 12 | EA | MECH | BUSHING, BRASS, 1/2"ID X 3/4"OD, ANY MFG, BY DESCRP
4730107598 | ACTIVE | 01020802 | 01020802 | 23 | EA | MECH | BUSHING, BRASS, 1/4"ID X 1/2"OD, ANY MFG, BY DESCRP
4730103522 | ACTIVE | 01020802 | 01020802 | 8 | EA | MECH | CAP, PIPE, 1/2" FNPT, BRASS, ANY MFG, BY DESCRP
4730120104 | ACTIVE | 01020802 | 01020802 | 4 | EA | MECH | CAP, PIPE, 3/4" FNPT, BRASS, ANY MFG, BY DESCRP
4730116458 | ACTIVE | 01020802 | 01020802 | 7 | EA | MECH | BUSHING, PIPE, REDUCING, BRS, 3/8" MNPT X 1/8" FNPT, ANY MFG, BY DESCRP
4730035773 | ACTIVE | 01020802 | 01020802 | 10 | EA | MECH | CAP, PIPE, 1/8" FNPT, BRASS, ANY MFG, BY DESCRP
4730104652 | ACTIVE | 01020802 | 01020802 | 7 | EA | MECH | BUSHING, PIPE, BRASS, 1/4"ID, 3/4"OD, THRDED, ANY MFG, BY DESCRP
4730109537 | ACTIVE | 01020802 | 01020802 | 16 | EA | MECH | BUSHING, BRASS, 1/4"ID X 3/8"OD, ANY MFG, BY DESCRP
4730116094 | ACTIVE | 01020802 | 01020802 | 40 | EA | MECH | BUSHING, BRASS, 1/8"ID X 1/4"OD, ANY MFG, BY DESCRP
5330182717 | ACTIVE | 01020803 | 01020803 | 4 | EA | MECH | GASKET, NON-ASBESTOS, GENERAL ELECTRIC COMPANY, 101A734XF-1
5330193540 | ACTIVE | 01020803 | 01020803 | 2 | EA | MECH | GASKET, COVER, NON-ASBESTOS, GENERAL ELECTRIC COMPANY, 101B290FX-2
5330181057 | ACTIVE | 33333333 | 01020803 | 2 | EA | MECH | GASKET, NON-ASBESTOS, GENERAL ELECTRIC COMPANY, 165A253CD-2, WU 001 GE BOILER FEED PUMP TURBINES
5330183152 | ACTIVE | 01020803 | 01020803 | 1 | ST | MECH | GASKET, KIT, COVER, GENERAL ELECTRIC COMPANY, 165A986FB-14, (2) GASKETS, NON-ASBESTOS
5940238271 | ACTIVE | 01020804 | 01020804 | 80 | EA | ELEC/INS | SPLICE,CABLE,BUTT/SHORT BBL,600 V,#8 AWG,CU,COMP,RED,THOMAS & BETTS COMPANY,54504
5940239139 | ACTIVE | 01020804 | 01020804 | 21 | EA | ELEC/INS | CONNECTOR, WIRE, BUTT SPLICE, NON-INSULATED, #9-8-7 AWG, THOMAS & BETTS, 2D8
5940238792 | ACTIVE | 01020804 | 01020804 | 100 | EA | ELEC/INS | CONNECTOR, WIRE, BUTT SPLICE, NYLON INSUL, YELLOW, #12-#10 AWG, AMP SPECIAL IND, 320570, T&B, 2RC10
5940239113 | ACTIVE | 01020804 | 01020804 | 100 | EA | ELEC/INS | CONNECTOR, WIRE, BUTT SPLICE, NON-INSUL, #16 - #14 AWG, THOMAS & BETTS, 2B14
5940239147 | ACTIVE | 99999999 | 01020804 | 121 | EA | ELEC/INS | CONNECTOR, WIRE, BUTT SPLICE, NON-INSULATED, #12-#10 AWG, THOMAS & BETTS, 2C10, 50 EA/PKG
5345000227 | ACTIVE | 99999999 | 01020806 | 2 | ST | MECH | HOLDER, MASTER, W/(2) HLDRS-(2) GUIDES, 4.70-7", SUNNEN PRODUCTS CO., AN-355
5345000391 | ACTIVE | 01020806 | 01020806 | 9 | ST | TOOL | ABRASIVE, STONE, HONING, SUNNEN PROD, M27-J63
5345000375 | ACTIVE | 01020806 | 01020806 | 7 | ST | TOOL | ABRASIVE, STONE, HONING, SUNNEN PROD, G25-J63
5345000516 | ACTIVE | 01020806 | 01020806 | 2 | EA | MECH | STONE, LISLE CORP, 15500
3439000450 | ACTIVE | 01020807 | 01020807 | 1 | EA | TOOL | HOLDER, ELECTRODE 200 AMP, TWECO PRODUCTS INC., A-532
3439000476 | ACTIVE | 01020807 | 01020807 | 3 | EA | TOOL | HOLDER, ELECTRODE, W/ (3) ELECTRODES, 104", DOUBLE BALL POINT, TWECO PRODUCTS INC., A-316
3433000183 | ACTIVE | 01020808 | 01020808 | 5 | EA | TOOL | TIP, TORCH, WELD, VICTOR EQUIP, BY DESCRP
3433000142 | ACTIVE | 01020808 | 01020808 | 10 | EA | TOOL | TIP, TORCH, WELD, SIZE 0, TYPE 4, (NO SUB), VICTOR EQUIPMENT, ORTE
3433000084 | ACTIVE | 01020808 | 01020808 | 8 | EA | TOOL | TIP, TORCH, WELD, 2, VICTOR EQUIPMENT COMPANY, BY DESCRP
3433000118 | ACTIVE | 01020808 | 01020808 | 8 | EA | TOOL | TIP, TORCH, WELD, 1, VICTOR EQUIPMENT COMPANY, 1RTE
3433000126 | ACTIVE | 01020808 | 01020808 | 6 | EA | TOOL | TIP, TORCH, WELD, 3, VICTOR EQUIPMENT COMPANY, 3W
3433000159 | ACTIVE | 01020808 | 01020808 | 9 | EA | TOOL | TIP, TORCH, WELD, 4, VICTOR EQUIPMENT COMPANY, 4W
3455000111 | ACTIVE | 33333333 | 01020809 | 1 | BX | TOOL | BLADE, CUTTING, SAW/BAND, 1/2"W, 250'L, 0.035"THK, HIGH SPEED STL, RAKER, 14, CAPEWELL MFG CO, 833 MATRIX II
5130000762 | ACTIVE | 01020809 | 01020809 | 12 | EA | TOOL | ABRASIVE, WHEEL, CUT OFF, 12"DIA, 1/8", 20 MM, 5100 RPM, BULLARD ABRASIVE PRODUCTS, 84233-1
5120128573 | ACTIVE | 01020810 | 01020810 | 2 | EA | TOOL | PICK, RAILROAD, 7 LBS WGT, 25", MADISON-KIPP, 935, W/HANDLE,HIGH CS, HEAT TREATED, NO.6 EYE
5120128128 | ACTIVE | 01020810 | 01020810 | 3 | EA | TOOL | HANDLE, TOOL, SLDG HAMR, 36"L, HICK, LINK HANDLE CO, FK616-36
5345000359 | ACTIVE | 33333333 | 01020811 | 1 | EA | TOOL | HONE, HAND, PORTABLE, 2 IN-2.60"W, SUNNEN PROD, JN-95
5330217158 | ACTIVE | 01020814 | 01020814 | 1 | EA | MECH | SEAL, PRESSURE, ROCKWELL MFG CO., 415674
8415000697 | ACTIVE | 01020817 | 01020817 | 1 | EA | SAFETY | JACKET, WELD, X-LG, TILLMAN, 2480XL
8415000242 | ACTIVE | 01020817 | 01020817 | 5 | EA | SAFETY | JACKET, WELD, LG, TILLMAN, JOHN & CO., 2480L
4730104926 | ACTIVE | 33333333 | 01020818 | 798 | EA | MECH | CLAMP,HOSE, WORM GEAR,#20,3/4"-1-3/4",BALKAMP, INC.,705-1015,WU 001 AUTOMOTIVE SUPPLIES
6640000789 | ACTIVE | 33333333 | 01020823 | 12 | EA | CHEM | FLASK, FLTRNG, GL, 500 ML, CORNING GLASS WORKS, 5341
6640000813 | ACTIVE | 33333333 | 01020823 | 18 | EA | CHEM | FLASK, (6EA/PK), NARROW MOUTH, POLYCARBONATE, 250 ML, VWR INT'NL, 29136-944
4460000260 | ACTIVE | 33333333 | 01020902 | 8 | EA | ELEC/INS | FUSE, ONE-TIME, CRTG, 250 V, 2 A, NON-TD, FERRAZ SHAWMUT, OT2, WU:PRECIPITATOR STOCK
4730104074 | ACTIVE | 01020903 | 01020903 | 2 | EA | MECH | NIPPLE, PIPE, STAINLESS, 1/2" X 3", TOE/POE, SCH 80, SA312TP316L SEAMLESS , ANY MFG BY DESCRP
4730103761 | ACTIVE | 01020903 | 01020903 | 5 | EA | MECH | NIPPLE, PIPE, STAINLESS, 1/2" X 7", THDED NPT, SCH 80, SA312TP316L, ANY MFG BY DESCRP
4730102946 | ACTIVE | 01020903 | 01020903 | 5 | EA | MECH | NIPPLE, PIPE, STAINLESS, 1/2" X 6", THDED NPT, SCH 80, SA312TP316L SMLS, ANY MFG BY DESCRP
4730114933 | ACTIVE | 01020903 | 01020903 | 6 | EA | MECH | NIPPLE, PIPE, STAINLESS, 1/2" X 4",THDED NPT, SCH 80, SA312TP316L SEAMLESS, ANY MFG BY DESCRP
4730109826 | ACTIVE | 01020903 | 01020903 | 7 | EA | MECH | NIPPLE, PIPE, STAINLESS, 1/2" X 5", THDED NPT, SCH 80, SA312TP316L SMLS, ANY MFG BY DESCRP
4730109123 | ACTIVE | 01020903 | 01020903 | 4 | EA | MECH | NIPPLE, PIPE, STAINLESS, 1/2" X 3", THDED NPT, SCH 80, SA312TP316L SEAMLESS, ANY MFG BY DESCRP
4730112697 | ACTIVE | 01020903 | 01020903 | 3 | EA | MECH | NIPPLE, PIPE, STAINLESS, 1/2" X 2-1/2", THDED NPT, SCH 80, SA312TP316L SEAMLESS, ANY MFG BY DESCRP
4730105006 | ACTIVE | 33333333 | 01020903 | 1 | EA | MECH | NIPPLE, PIPE, SMLS, 1/2" X 2", THDED NPT, SS, SA312TP316L, SCH 80, ANY MFG, BY DESCRP
4730114727 | ACTIVE | 01020903 | 01020903 | 2 | EA | MECH | NIPPLE, PIPE, STAINLESS, 1/2" X CLOSE, THDED NPT, SCH 80, SA312TP316L SMLS, ANY MFG BY DESCRP
5330217380 | ACTIVE | 99999999 | 01020904 | 2 | EA | MECH | GASKET, CORRUGATED, 16", SOFT IRON, NON-ASBESTOS, LUNKENHEIMER CO, BY DESCRP
5330215657 | ACTIVE | 01020905 | 01020905 | 3 | ST | MECH | PACKING, NON-ASB, UCC, 190097-3
3915000636 | ACTIVE | 01020905 | 01020905 | 20 | EA | MECH | INSERT, UCC, 17345, WU:UCC ASH HANDLING SYS, CONVEYOR LINE, U-1&4
5330209593 | ACTIVE | 01020907 | 01020907 | 1 | ST | MECH | GASKET, KIT, VALVE, NON-ASBESTOS, FISHER CONTROLS CO,RGASKETX242,(1) 16A1936X012,(1) 1R286099442,(1)1R2861X0042,(1)1R3098X0052,(1)1R3101X0032,(1)
3433000068 | ACTIVE | 01020908 | 01020908 | 18 | EA | TOOL | TIP, TORCH, GOUGING, 4, VICTOR EQUIPMENT COMPANY, 41118
3433000100 | ACTIVE | 01020908 | 01020908 | 24 | EA | TOOL | TIP, TORCH, GOUGING, 2, UNIWELD PRODUCTS INC., 21118
3433000076 | ACTIVE | 01020908 | 01020908 | 4 | EA | TOOL | TIP, TORCH, GOUGING/WELD, 0, UNIWELD PRODUCTS INC., BY DESCRP
3433000092 | ACTIVE | 01020908 | 01020908 | 20 | EA | TOOL | TIP, TORCH, CUTG, 1, VICTOR EQUIPMENT CO, 1-1-101
3433000134 | ACTIVE | 01020908 | 01020908 | 24 | EA | TOOL | TIP, TORCH, CUTG, 4, VICTOR EQUIPMENT CO, 4-1-101, VICTOR ONLY, NO SUB
3433000050 | ACTIVE | 01020908 | 01020908 | 32 | EA | TOOL | TIP, TORCH, CUTG, 2, VICTOR EQUIPMENT, 2-1-101, VICTOR ONLY, NO SUB
3433000035 | ACTIVE | 01020908 | 01020908 | 37 | EA | TOOL | TIP, TORCH, CUTG, 0, VICTOR EQUIPMENT, 0-1-101, VICTOR ONLY, NO SUB
3433000027 | ACTIVE | 01020908 | 01020908 | 15 | EA | TOOL | TIP, TORCH, CUTG, 00, VICTOR EQUIPMENT, 00-1-101, VICTOR ONLY, NO SUB
3433000191 | ACTIVE | 01020908 | 01020908 | 25 | EA | TOOL | TIP, TORCH, CUTTING, 3, VICTOR EQUIPMENT, 3-1-101, VICTOR ONLY, NO SUB
3439000229 | ACTIVE | 01020908 | 01020908 | 7 | EA | OFF/JAN | CLEANER, TIP, TORCH, MAITLEN & BENSON, BY DESCRP, WU:WELDING SUPPLIES
5120128169 | ACTIVE | 33333333 | 01020909 | 1 | EA | TOOL | HANDLE, TOOL, CLAW HAMR, 14"L, LINK HANDLE CO, 105-14
3110068172 | ACTIVE | 33333333 | 01020911 | 1 | ST | MECH | BEARING, DPLX, 6.2992"ID, 11.4173"OD, 3.7795"W, (2/ST), SKF IND. INC. 7232BG, WU: RIVER PUMP MOTOR #3
5330196527 | ACTIVE | 01020913 | 01020913 | 200 | FT | MECH | PACKING, BULK, TAPE/DROP WARP, 1/8"THK, 3"W, THERMOSIL, NON-ASB, ANY MFG, BY DESCRP
5330196535 | ACTIVE | 01020913 | 01020913 | 200 | FT | MECH | PACKING, BULK, TAPE/SOL, 1/8"THK, 3"W, THERMOSIL, NON-ASB, ANY MFG, BY DESCRP
5930229587 | ACTIVE | 01020915 | 01020915 | 3 | EA | ELEC/INS | SWITCH, MANUAL-TOGGLE, 120 V, 15 A, 1 POLE, HUBBELL LIGHTING, 1201
5930229884 | ACTIVE | 01020915 | 01020915 | 2 | EA | ELEC/INS | SWITCH, MANUAL-TOGGLE, 120/277 V, 15 A, AC FLUSH, 3 WAY, IVORY, GE, GE5933-2G
5930228696 | ACTIVE | 01020915 | 01020915 | 1 | EA | ELEC/INS | SWITCH, DIMMER, 600 WATT, INCANDESCENT, HUNT ELECT., PC61
5930233092 | ACTIVE | 01020915 | 01020915 | 15 | EA | ELEC/INS | SWITCH, MANUAL-TOGGLE, 120/277 V, 15 A, BRN, 3 WAY, HUBBELL LIGHTING DIV., 1203
5930230627 | ACTIVE | 01020915 | 01020915 | 6 | EA | ELEC/INS | SWITCH, MANUAL-TOGGLE, 1 POLE, GE, GE5931-2G
6105287996 | ACTIVE | 01020918 | 01020918 | 3 | EA | ELEC/INS | MOTOR, GEAR, 500 RPM, 120 AC/125 DC V, ABB POWER, 449D431G01
6105291626 | ACTIVE | 99999999 | 01020918 | 1 | EA | ELEC/INS | MOTOR, GEAR, 330 RPM, 115 AC/DC V, ABB POWER T&D CO., 692C091G01; WU: WESTINGHOUSE SWITCHGEAR
4810136145 | ACTIVE | 01020920 | 01020920 | 1 | EA | MECH | MANIFOLD, VALVE, HIGH PRESSURE/HIGH TEMP, WHITEY, SS-V3NBF8-FL-G
4820121467 | ACTIVE | 99999999 | 01020920 | 13 | EA | MECH | VALVE, GATE, 1", IR BODY, THRD, 150# SWP/225# CWP, NON-ASB, CRANE CO., 488
5305153800 | ACTIVE | 01021005 | 01021005 | 4 | EA | MECH | SCREW, CAP, 1/2" X 4", HEX, HASTALLOY,13 TPI
5345000094 | ACTIVE | 01021006 | 01021006 | 3 | EA | TOOL | HONE, CYLINDER, ADJABLE, LISLE CORP, 23500
5345000185 | ACTIVE | 01021006 | 01021006 | 6 | EA | TOOL | HONE, CYLINDER, SPRNG, 3/4 IN-2", LISLE CORP, 10000
5130000184 | ACTIVE | 01021006 | 01021006 | 4 | EA | TOOL | ABRASIVE, STONE, HONING, LISLE CORP, 23530
5345000177 | ACTIVE | 01021006 | 01021006 | 7 | ST | TOOL | ABRASIVE, STONE, HONING, LISLE CORP, 10050
5133000926 | ACTIVE | 01021007 | 01021007 | 15 | EA | TOOL | BIT, DRILL, SPL POINT, 1/2", 6"L, HIGH SPEED STL, COBALT, LAWSON PRODUCTS, 84749
5133001015 | ACTIVE | 01021007 | 01021007 | 3 | EA | TOOL | BIT, DRILL, SPL POINT, 7/16", 5-1/2"L, HIGH SPEED STL, COBALT, LAWSON PRODUCTS, 84745
5133001007 | ACTIVE | 01021007 | 01021007 | 30 | EA | TOOL | BIT, DRILL, SPL POINT, 3/8", 5"L, HIGH SPEED STL, COBALT, LAWSON PRODUCTS, 84741
5133000991 | ACTIVE | 01021007 | 01021007 | 29 | EA | TOOL | BIT, DRILL, SPL POINT, 5/16", 4-1/2"L, HIGH SPEED STL, COBALT, LAWSON PRODUCTS, 84737
5133000983 | ACTIVE | 01021007 | 01021007 | 25 | EA | TOOL | BIT, DRILL, SPL POINT, 1/4", 4"L, HIGH SPEED STL, COBALT, LAWSON PRODUCTS, 84733
5133000975 | ACTIVE | 99999999 | 01021007 | 6 | EA | TOOL | BIT, DRILL, SPL POINT, 7/32", 3-3/4"L, HIGH SPEED STL, COBALT, LAWSON PRODUCTS, 84731
5133000934 | ACTIVE | 99999999 | 01021007 | 3 | EA | TOOL | BIT, DRILL, SPL POINT, 1/16", 1-7/8"L, HIGH SPEED STL, COBALT, LAWSON PRODUCTS, 84721
5133000967 | ACTIVE | 01021007 | 01021007 | 12 | EA | TOOL | BIT, DRILL, SPL POINT, 3/16", 3-1/2"L, HIGH SPEED STL, COBALT, LAWSON PRODUCTS, 84729
5133000959 | ACTIVE | 01021007 | 01021007 | 7 | EA | TOOL | BIT, DRILL, SPL POINT, 5/32", 3-1/8"L, HIGH SPEED STL, COBALT, LAWSON PRODUCTS, 84727
5133000942 | ACTIVE | 01021007 | 01021007 | 10 | EA | TOOL | BIT, DRILL, SPL POINT, 3/32", 2-1/4"L, HIGH SPEED STL, COBALT, LAWSON PRODUCTS, 84723
4730105022 | ACTIVE | 01021009 | 01021009 | 6 | EA | MECH | FITTING, GREASE, BTTN HEAD, 3/8", MNPTF, GRAINGER, 5PU65
4730135474 | ACTIVE | 33333333 | 01021009 | 1 | EA | MECH | FITTING, GREASE, BTTN HEAD, 1/8", FNPTF, PULL ON, ALEMITE, 42030-A
4730124957 | ACTIVE | 01021009 | 01021009 | 5 | EA | MECH | FITTING, GREASE, BTTN HEAD, 3/8"X 3-1/4", THDED, ROCKWELL MFG CO, 37416
4730130749 | ACTIVE | 01021009 | 01021009 | 19 | EA | MECH | FITTING, GREASE, BRG, 1/4", 67-1/2 DEG, ALEMITE, 1629-B
4730130731 | ACTIVE | 33333333 | 01021009 | 10 | EA | MECH | FITTING, GREASE, EXTRA SHORT, 1/4"X 7/8", STRAIGHT, MNPTF, ANY MFG, BY DESCRP
4730118611 | ACTIVE | 33333333 | 01021009 | 43 | EA | MECH | FITTING, GREASE, 1/8", STL, 90 DEG, MNPTF, BALKAMP, 715-1015, WU:AUTO SHOP
4730125996 | ACTIVE | 01021009 | 01021009 | 10 | EA | MECH | FITTING, GREASE, 1/8", STL, 65 DEG, NPT, ALEMITE, 1612B
4730111368 | ACTIVE | 01021009 | 01021009 | 32 | EA | MECH | FITTING, GREASE, 1/4-28, STRAIGHT W/TAPER THD, BALKAMP, INC., 715-2003
4730112408 | ACTIVE | 99999999 | 01021009 | 36 | EA | MECH | FITTING, GREASE, 1/4", 90 DEG, TAPER THD, BALKAMP, 715-1060, WU:AUTO SHOP
4730112457 | ACTIVE | 01021009 | 01021009 | 19 | EA | MECH | FITTING, GREASE, EXTRA SHORT, 1/8"X 11/16", STL, STRAIGHT, FNPT, BALKAMP, INC, 715-1021
5305144536 | ACTIVE | 01021011 | 01021011 | 22 | EA | MECH | SCREW,CAP, 1/2" X 1-1/2", HEX, 316 SS, 13 TPI
5305148081 | ACTIVE | 01021011 | 01021011 | 55 | EA | MECH | SCREW, CAP, 1/2" X 2-1/2", HEX, 316 SS, 13 TPI
5305144395 | ACTIVE | 99999999 | 01021011 | 50 | EA | MECH | SCREW, CAP, 1/2" X 3/4", HEX, 316 SS, 13 TPI
3030053254 | ACTIVE | 01021012 | 01021012 | 3 | EA | MECH | BELT, DRIVE, V, 0.656"W, 0.438"THK, 48.000"INNER CIR, 50.800"OUTER CIR, NATIONAL PROD, B48, WU:NEUTRALIZER PUMP, SO2
3030053783 | ACTIVE | 01021012 | 01021012 | 4 | EA | MECH | BELT, DRIVE, V, 0.500"W, 0.344"THK, 54.000" INNER CIR, 56.300" OUTER CIR, NATIONAL PROD, A54
3030054880 | ACTIVE | 33333333 | 01021012 | 3 | EA | MECH | BELT, DRIVE, V/MULT, 0.500"W, 0.344"THK, 71.000" INNER CIR, 73.300" OUTER CIR, DAYCO RUBBER PRODUCTS CO, AP-71
5305146697 | ACTIVE | 33333333 | 01021013 | 41 | EA | MECH | SCREW, CAP, 1/2" X 6", HEX, 316 SS, 13 TPI
5310156616 | ACTIVE | 01021013 | 01021013 | 153 | EA | MECH | NUT, HEX, 1/2", SS, 20 TPI, ANY MFG, BY DESCRP
5310156491 | ACTIVE | 33333333 | 01021013 | 129 | EA | MECH | WASHER, LOCK, 1/2", 316 SS
4730107341 | ACTIVE | 01021014 | 01021014 | 8 | EA | MECH | NIPPLE, PIPE, FORGED STEEL, 3/4" X 12", THDED NPT, SCH 80, SA106B, ANY MFG BY DESCRP
4730108646 | ACTIVE | 01021014 | 01021014 | 47 | EA | MECH | NIPPLE, PIPE, FORGED STEEL, 3/4" X 6", THDED NPT, SCH 80, SA106B, ANY MFG BY DESCRP
4730111020 | ACTIVE | 01021014 | 01021014 | 11 | EA | MECH | NIPPLE, PIPE, FORGED STEEL, 3/4" X 4", THDED NPT, SCH 80, SA106B, ANY MFG BY DESCRP
4730110287 | ACTIVE | 01021014 | 01021014 | 59 | EA | MECH | NIPPLE, PIPE, FORGED STEEL, 3/4" x 3", THDED NPT, SCH 80, SA106B, ANY MFG BY DESCRP
4730104868 | ACTIVE | 01021014 | 01021014 | 8 | EA | MECH | NIPPLE, PIPE, FORGED STEEL, 3/4" X 2", THDED NPT, SCH 80, SA106B SEAMLESS, ANY MFG BY DESCRP
4730118827 | ACTIVE | 01021014 | 01021014 | 21 | EA | MECH | NIPPLE, PIPE, CARBON STEEL, 3/4" X CLOSE, THDED NPT, 300 LB SCH 80, SA106B, ANY MFG BY DESCRP
5330177246 | ACTIVE | 01021017 | 01021017 | 10 | LB | MECH | PACKING, BULK, ROPE/BRAIDED, 1"DIA, TETRA-GLASS, NON-ASB, CHESTERTON 161 #16116, THE ANCHOR PACKING CO,BY DESCRP
6110293963 | ACTIVE | 01021101 | 01021101 | 3 | EA | ELEC/INS | HEATER, OVERLOAD, ABB POWER T&D CO., FH-29
6110294573 | ACTIVE | 01021101 | 01021101 | 3 | EA | ELEC/INS | HEATER, OVERLOAD, ABB POWER T&D CO., H-24
6110294177 | ACTIVE | 01021101 | 01021101 | 3 | EA | ELEC/INS | HEATER, OVERLOAD, ABB POWER T&D CO., H-22
6110295547 | ACTIVE | 99999999 | 01021101 | 1 | EA | ELEC/INS | HEATER, OVERLOAD, ABB POWER T&D CO., H27
5320000028 | ACTIVE | 01021102 | 01021102 | 213 | EA | MECH | RIVET, POP, 3/16"DIA, 23/32"L, AL, DOME, 3/8"- 1/2", ANY MFG, BY DESCRP
5320000010 | ACTIVE | 01021102 | 01021102 | 500 | EA | MECH | RIVET, POP, 3/16"DIA, 17/32"L, AL, DOME, 0-1/4", ANY MFG, BY DESCRP
5320000085 | ACTIVE | 01021102 | 01021102 | 4535 | EA | MECH | RIVET, POP, 1/8"DIA, STNLESS STL, 0.063-0.125", ANY MFG, BY DESCRP
6110295885 | ACTIVE | 33333333 | 01021103 | 12 | EA | ELEC/INS | HEATER, OVERLOAD, WESTINGHOUSE ELECTRIC SUP, H54
6110293948 | ACTIVE | 01021103 | 01021103 | 3 | EA | ELEC/INS | HEATER, OVERLOAD, ABB POWER T&D CO., H-50
6110294813 | ACTIVE | 01021104 | 01021104 | 6 | EA | ELEC/INS | HEATER, OVERLOAD, ABB POWER T&D CO., H-88
5120128300 | ACTIVE | 99999999 | 01021105 | 6 | EA | TOOL | CHISEL, PNEUMATIC, SPADE/ASPHALT, 1"X 5"X 6", BRUNNER + LAY CO., BY DESCRP
4730118058 | ACTIVE | 01021106 | 01021106 | 4 | EA | MECH | COUPLING, PIPE, 3/8", THDED, BRASS, ANY MFG, BY DESCRP
4730114529 | ACTIVE | 01021106 | 01021106 | 20 | EA | MECH | COUPLING, PIPE,1/8",THDED, BRASS, ANY MFG, BY DESCRP
4730118264 | ACTIVE | 01021106 | 01021106 | 27 | EA | MECH | ELBOW, TUBE, BRASS, 90 DEG, 1/2", ANY MFG BY DESCRP
4730112846 | ACTIVE | 01021106 | 01021106 | 1 | EA | MECH | COUPLING, PIPE, 1/4", THDED, BRASS, ANY MFG, BY DESCRP
4730115906 | ACTIVE | 01021106 | 01021106 | 30 | EA | MECH | ELBOW, TUBE, BRASS, 90 DEG, 1/4", THDED, ANY MFG BY DESCRP
4730114537 | ACTIVE | 01021106 | 01021106 | 25 | EA | MECH | ELBOW, TUBE, BRASS, 90 DEG, 1/8", ANY MFG BY DESCRP
4730105279 | ACTIVE | 01021106 | 01021106 | 11 | EA | MECH | ELBOW, TUBE, BRS, 90 DEG, 3/8", ANY MFG BY DESCRP
4730104454 | ACTIVE | 01021106 | 01021106 | 28 | EA | MECH | COUPLING, PIPE, 1/2", THDED, BRS, ANY MFG, BY DESCRP
4730120112 | ACTIVE | 01021106 | 01021106 | 10 | EA | MECH | ELBOW, THDED, BRS, 1/4", 45 DEG, FNPT,ANY MFG BY DESCRP
4240000804 | ACTIVE | 01021107 | 01021107 | 21 | EA | SAFETY | LENS, WELDING, RECT, 12, GREEN DIAMOND, FS-1H12
4240000218 | ACTIVE | 33333333 | 01021107 | 17 | EA | SAFETY | LENS, WELDING, 10-H PROTECTING, 2"W, 4-1/2"L, 10-H, GREEN DIAMOND, FS1H10
4240000473 | ACTIVE | 01021107 | 01021107 | 16 | EA | SAFETY | LENS, WELDING, RECT, 9, GREEN DIAMOND, FS1H9
4240000754 | ACTIVE | 01021107 | 01021107 | 50 | EA | SAFETY | LENS, WELDING, SHADE: 5, GREEN DIAMOND, FS-1H5
4240000796 | ACTIVE | 01021107 | 01021107 | 90 | EA | SAFETY | LENS, WELDING, 100EA/CS, RECT, 2"W, 4-1/4"L, PLAST, CLR, ANY MFG, BY DESCRP
4240000135 | ACTIVE | 01021107 | 01021107 | 50 | EA | SAFETY | LENS, WELDING, RECT, 2"W, 4-1/4"L, GL, CLR, HARRIS WEL, 10600100
9510001069 | ACTIVE | 01021108 | 01021108 | 5 | EA | STRUC | ROD,DRILL,5/8 IN,36 IN,OIL HARD,ANY MFG, BY DESCRP
9510001556 | ACTIVE | 01021108 | 01021108 | 9 | EA | STRUC | ROD,DRILL,STL,7/16 IN,36 IN,OIL HARD,ANY MFG, BY DESCRP
9510000756 | ACTIVE | 01021108 | 01021108 | 5 | EA | STRUC | ROD,DRILL,1/4 IN,36 IN,OIL HARD,ANY MFG, BY DESCRP
9510000848 | ACTIVE | 01021108 | 01021108 | 3 | EA | STRUC | ROD,DRILL,3/16 IN,36 IN,OIL HARD,ANY MFG,BY DESCRP
9510001309 | ACTIVE | 01021108 | 01021108 | 2 | EA | STRUC | ROD,DRILL,STL,1/8 IN,36 IN,OIL HARD,ANY MFG, BY DESCRP
3444000016 | ACTIVE | 01021109 | 01021109 | 5 | EA | TOOL | DRUM, SANDING, RUBR, 1-1/2" X 1-1/2", MCMASTER-CARR SUPPLY, 4650A26
5350000088 | ACTIVE | 01021109 | 01021109 | 18 | EA | TOOL | ABRASIVE, ROLL, EMERY DRUM/CLOTH, 1-1/2"DIA, 1-1/2"W, 320 GRIT, MERIT ABRASIVE PRODUCTS I, BY DESCRIP
5350000021 | ACTIVE | 99999999 | 01021109 | 12 | EA | TOOL | ABRASIVE, ROLL, EMERY DRUM/CLOTH, 1-1/2"DIA, 1-1/2"W, 180 GRIT, MERIT ABRASIVE PRODUCTS, BY DESCRP
9905000072 | ACTIVE | 33333333 | 01021111 | 3180 | EA | SAFETY | TAG,WARNING,DANGER,WH,RED,"DO NOT OPERATE",100/PKG,
3030054641 | ACTIVE | 01021112 | 01021112 | 8 | EA | MECH | BELT, DRIVE, 0.656W, 0.438"THK, 58.000" INNER CIR, 60.800" OUTER CIR, GATES, B58
6685360163 | ACTIVE | 01021113 | 01021113 | 4 | EA | ELEC/INS | THERMOCOUPLE, FF ASSY, CLAUD S GORDON CO, 401-11-07-L34"
5330197657 | ACTIVE | 99999999 | 01021114 | 1 | EA | MECH | SEAL, OIL, 8"ID X 9"OD X 0.625"W, JOHNS-MANVILLE, 16080LDS
5010001468 | ACTIVE | 01021116 | 01021116 | 2 | EA | MECH | FILTER, AIR, C.A.NORGREN CO., F17-800M3DA
5010001906 | ACTIVE | 01021116 | 01021116 | 2 | EA | MECH | BOWL, FLTR, AUTO DRN, W/SIGHT GAUGE, C.A. NORGREN CO, 5390-77, WU:NORGREN FILTER TYPE F17, AIR PREHEATERS, U-3&4
6145002090 | ACTIVE | 01021117 | 01021117 | 1500 | FT | ELEC/INS | CABLE, INSULATED, SWITCHBOARD, #14 AWG ,CU, STR, 600 V, SIS INSUL, GRAY, CAROL CABLE CO., CO14SISSTGRY
5305144700 | ACTIVE | 99999999 | 01021118 | 40 | EA | MECH | SCREW, CAP, 1/2" X 12", HEX, ZINC PLTD CS, 13 TPI, GRD 5
5305143595 | ACTIVE | 99999999 | 01021118 | 6 | EA | MECH | SCREW, CAP, 1/2" X 10", HEX, ZINC PLTD CS, 13 TPI, GRD 5
5310154660 | ACTIVE | 01021118 | 01021118 | 14 | LB | MECH | WASHER, FLAT, 3/16", ZINC, CHROMATE, ANY MGF, BY DESCRP
5305148438 | ACTIVE | 99999999 | 01021118 | 253 | EA | MECH | SCREW, CAP, 3/8" X 1-1/2", HEX, ZINC PLTD CS, 16 TPI, GRD 5
3439002175 | ACTIVE | 01021122 | 01021122 | 192 | EA | TOOL | ELECTRODE, WELDING, ROD, 1/8"DIA, C20, 8EA=1LB, EUTECTIC WELDING ALLOYS, BY DESCRP, NI-TECT, ALLOY #2222, BARE
4320084082 | ACTIVE | 01021201 | 01021201 | 1 | EA | MECH | SHAFT, SLEEVE/ASSEMBLY, 316 SS, PNM MACHINE SHOP,SJS-M439,WU:WORTHINGTON MDL D1011, FRAME 1, SIZE 1-1/2X1X6, S/N Y681136/36A
4320084124 | ACTIVE | 01021201 | 01021201 | 1 | EA | MECH | SLEEVE, SHAFT, PUMP, 316 SS, WORTHINGTON PUMP CORP, 959691-04, PNM MACHINE SHOP, SJS-M440
3439000039 | ACTIVE | 33333333 | 01021202 | 3 | EA | TOOL | WICK, DESOLDERNG, 0.150"W, 5'L, TECH SPRAY, 1805-5S
3439000930 | ACTIVE | 01021202 | 01021202 | 14 | EA | TOOL | WICK, DESOLDERNG, 0.075"W, 60"L, CHEMTRONICS, INC., CHEM-WICK 7-5
3439000682 | ACTIVE | 01021202 | 01021202 | 9 | EA | TOOL | WICK, DESOLDERNG, 0.025"W, 60"L, GENERAL CEMENT, 22-403
5935236470 | ACTIVE | 01021203 | 01021203 | 7 | EA | ELEC/INS | LEAD, ELECTRICAL, TEST, 5000 WVDC V, RED, BAN PLG X MINIGRABBER, ITT POMONA ELECTRONICS, 3782-36-2
0100001878 | ACTIVE | 33333333 | 01021205 | 4 | EA | MECH | FLANGE, PIPE, SLIP ON, 2" NPS, SA182F20/SB462 UNS8020, 150 LB, SCH 40, RAISED FACE, ANY MFG, BY DESCRP
0100001891 | ACTIVE | 01021205 | 01021205 | 5 | EA | MECH | FLANGE, PIPE, SLIP ON, 1-1/2"NPS, SA182F20/SB462 UNS8020, 150 LB, SCH 40, RAISED FACE, ANY MFG, BY DESCRP
0100001876 | ACTIVE | 33333333 | 01021205 | 6 | EA | MECH | FLANGE, PIPE, SLIP ON, 3/4" NPS, SA182F20/SB462 UNS8020, 150 LB, SCH 40, RAISED FACE, ANY MFG BY DESCRP
0100001875 | ACTIVE | 33333333 | 01021205 | 7 | EA | MECH | FLANGE, PIPE, SLIP ON, 1/2" NPS, SA182F20/SB462 UNS8020, 150 LB, SCH 40, RAISED FACE, ANY MFG, BY DESRCP
0100001877 | ACTIVE | 99999999 | 01021205 | 6 | EA | MECH | FLANGE, PIPE, 1" NPS, SA182F20/SB462 UNS8020, 150 LB, RAISED FACE, SLIP ON, ANY MFG, BY DESCRP
5110000550 | ACTIVE | 01021206 | 01021206 | 2 | EA | TOOL | WHEEL, CUTTER, PIPE, 1-1/2" X 5/16" ARBOR, STL, THE RIDGE TOOL CO, E1032-S
5110000659 | ACTIVE | 01021206 | 01021206 | 3 | EA | TOOL | WHEEL, CUTTER, PIPE, 1-1/2" X 5/16" ARBOR,THE RIDGE TOOL CO,E-1032
5110000394 | ACTIVE | 01021206 | 01021206 | 3 | EA | TOOL | WHEEL, CUTTER, PIPE, 1-1/2", 3/8 ARBOR, STL, HEAVY DUTY, THE RIDGE TOOL CO, F-229
5110000634 | ACTIVE | 01021206 | 01021206 | 5 | EA | TOOL | WHEEL, CUTTER, TUBE, CU, 3/4" X 1/8" ARBOR, THE RIDGE TOOL CO., 33200
5110000642 | ACTIVE | 01021206 | 01021206 | 5 | EA | TOOL | WHEEL, CUTTER, TUBE, SS, 3/4" X 1/8" ARBOR, THE RIDGE TOOL CO, E-4546
5110000485 | ACTIVE | 01021206 | 01021206 | 11 | EA | TOOL | WHEEL, CUTTER, PIPE, 2"OD, 1/8"ID, STL,THE RIDGE TOOL CO, F3 & 33105
5110000063 | ACTIVE | 01021206 | 01021206 | 3 | EA | TOOL | WHEEL, CUTTER, TUBE, 3/4" X 1/8" ARBOR,HEAVY DUTY,THE RIDGE TOOL CO,E1240
5130000077 | ACTIVE | 01021206 | 01021206 | 5 | EA | TOOL | WHEEL, CUTTER, TUBE, SS, 5/8" X 1/8" ARBOR, IMPERIAL- EASTMAN CORP, 75046
6685361518 | ACTIVE | 99999999 | 01021208 | 1 | EA | ELEC/INS | THERMOCOUPLE, GENERAL ELECTRIC, U253J002G0360
6685368729 | ACTIVE | 99999999 | 01021208 | 1 | EA | ELEC/INS | THERMOCOUPLE, GENERAL ELECTRIC, U253J002G0186
6685368653 | ACTIVE | 99999999 | 01021208 | 1 | EA | ELEC/INS | THERMOCOUPLE, GENERAL ELECTRIC, U252E014U0224
6685368695 | ACTIVE | 99999999 | 01021208 | 1 | EA | ELEC/INS | THERMOCOUPLE, GENERAL ELECTRIC, U253J002G0129
6685368646 | ACTIVE | 99999999 | 01021208 | 1 | EA | ELEC/INS | THERMOCOUPLE, GENERAL ELECTRIC, U252E014U0214
3030054799 | ACTIVE | 01021209 | 01021209 | 4 | ST | MECH | BELT, DRIVE, V/WDG, (6 EA=1 ST) 0.375"W, 0.313"THK, 50.000" OUTER CIR, DAYCO RUBBER PROD. CO, 3VX500
3030052819 | ACTIVE | 01021209 | 01021209 | 2 | EA | MECH | BELT, DRIVE, V, 0.500"W, 0.281"THK, 34.000"OD, DAYCO RUBBER, 4L340, WU:AIR CONDITIONING, HEATING FANS, PLANT WIDE
3030054526 | ACTIVE | 01021209 | 01021209 | 4 | EA | MECH | BELT, DRIVE, V, 0.500"W, 0.281"THK, 35.000" OUTER CIR, DAYCO RUBBER PRODUCTS CO, 4L350
3110070012 | ACTIVE | 01021210 | 01021210 | 2 | ST | MECH | BEARING, ROLLER TAPERED CONE/CUP, 4.0000"ID, 7.8740"OD, 2.0772"W, 41898, MARLEY COOLING TOWER, C57046, WU: MARLEY CT SERIES 36
3110070020 | ACTIVE | 01021210 | 01021210 | 2 | ST | MECH | BEARING, ROLLER TAPERED, (1)JH217249 CONE & (1)JH217210 CUP, OUTBOARD HIGH SPEED, MARLEY CT, 229757M, WU: MARLEY CT SERIES 36
3030053916 | ACTIVE | 01021212 | 01021212 | 10 | EA | MECH | BELT, DRIVE, V, 0.500"W, 0.344"THK, 64.300" INNER CIR, 64.300" OUTER CIR, NATIONAL PROD, A62
3030052769 | ACTIVE | 01021212 | 01021212 | 1 | EA | MECH | BELT, DRIVE, V, FRACTIONAL HORSEPOWER FHP-LIGHT DUTY, 0.500"W, 0.281"THK, 31.000"OD, GATES, 2310
3030054013 | ACTIVE | 99999999 | 01021213 | 6 | EA | MECH | BELT, DRIVE, V, CHEMATRON FIRE SYSTEMS, 5-004-0008-0
3030052793 | ACTIVE | 01021213 | 01021213 | 1 | EA | MECH | BELT, DRIVE, V/LGT DUTY, NATIONAL PRODUCTS, INC., 3L200
5305149246 | ACTIVE | 99999999 | 01021214 | 4 | EA | MECH | SCREW, CAP, 3/8" X 2", SCKT/FLAT, 316 SS
5305155698 | ACTIVE | 01021214 | 01021214 | 25 | EA | MECH | SCREW, CAP, 3/8" X 2", SCKT/FLAT, SS, 16 TPI UCC 46046-200, WU:24" X 24" SLUICE GATE, BOTT ASH & DEWTRING BINS, U-1,2,3,4
9905001104 | ACTIVE | 01021215 | 01021215 | 1726 | EA | SAFETY | TAG,IDENTIFICATION,DANGER ASBESTOS,7.5 IN,4 IN,WHITE,RED, BLACK,ASBESTOS DISPOSAL
0100004294 | ACTIVE | 01021216 | 01021216 | 3 | EA | MECH | BELT, DRIVE, V, SUPER HC, GATES, 5VX1230, WU:UNIT 4 BAGHOUSE SEAL GAS FANS
3030054450 | ACTIVE | 01021218 | 01021218 | 29 | EA | MECH | BELT, DRIVE, V, 0.656"W, 0.406"THK, 68.000" INNER CIR, 70.800"OUTER CIR, BROWNING MFG, B68, WU:SLY FILTER BAGHOUSE, U-3&4
6250000145 | ACTIVE | 01021305 | 01021305 | 8 | EA | ELEC/INS | BALLAST, LIGHTING, FLUOR, (2) T-12, 277 V, 0.35 A, 40 W, 60 HZ, ADVANCED TRANSFORMER CO., ICN2S40N35I
0100002741 | ACTIVE | 01021307 | 01021307 | 3 | EA | MECH | TRAP, STEAM, 3/4", 416 SS, THDED, YARWAY, 29A, WU:BHS & AUX STEAM SYSTEMS
0100002779 | ACTIVE | 33333333 | 01021307 | 12 | EA | MECH | STRAINER, Y, 3/4", A216WCB, ANSI CLASS 600, SOCKET WELD W/ 1/16" PERFORATED SCREEN, MUELLER, 582
5940239170 | ACTIVE | 01021308 | 01021308 | 10 | EA | ELEC/INS | LUG, COMPRESSION, 1/2", 2 HOLE, 2/0 AWG, CU, BLK, 600 V, THOMAS & BETTS, 54260
5940239626 | ACTIVE | 01021308 | 01021308 | 28 | EA | ELEC/INS | LUG, COMPRESSION, 1/2", 2 HOLE, 4/0 AWG, CU, PURPLE, 600 V, THOMAS & BETTS, 54270
5940239063 | ACTIVE | 01021308 | 01021308 | 20 | EA | ELEC/INS | LUG, COMPRESSION, 1/2", 1 HOLE, 350 KCMIL, BRN, 600 V, THOMAS & BETTS, 60165
5940239204 | ACTIVE | 01021308 | 01021308 | 18 | EA | ELEC/INS | LUG, COMPRESSION, 1/2", 1 HOLE, 500 KCMIL, CU, BRN, SHORT, 600 V, THOMAS & BETTS, 54118
5940238776 | ACTIVE | 01021308 | 01021308 | 22 | EA | ELEC/INS | LUG, COMPRESSION, 3/8", 1 HOLE, 4/0 AWG, CU, PURPLE, SHORT, 600 V, THOMAS & BETTS, 54112
5940239337 | ACTIVE | 01021308 | 01021308 | 6 | EA | ELEC/INS | LUG, COMPRESSION, 1/2", 1 HOLE, 250 KCMIL, CU, YEL, SHORT, 600 V, THOMAS & BETTS, 54113
5940238800 | ACTIVE | 01021308 | 01021308 | 60 | EA | ELEC/INS | LUG, COMPRESSION, 1/2", 1 HOLE, 4/0 AWG, CU, PURPLE, 600 V, THOMAS & BETTS, 54170
4730110741 | ACTIVE | 01021311 | 01021311 | 13 | EA | MECH | BUSHING, PIPE, HEX, FS, SA105, 1-1/4" MNPT X 3/4" FNPT, 3M/6M LB, ANY MFG, BY DESCRP
4730111541 | ACTIVE | 01021311 | 01021311 | 3 | EA | MECH | BUSHING, PIPE, HEX, FS, SA105, 1" MNPT X 3/4" FNPT, 3M/6M LB, ANY MFG, BY DESCRP
4730115542 | ACTIVE | 01021311 | 01021311 | 16 | EA | MECH | BUSHING, PIPE, HEX, FS, SA105, 1" MNPT X 1/2" FNPT, 3M/6M LB, ANY MFG, BY DESCRP
4730115203 | ACTIVE | 01021311 | 01021311 | 12 | EA | MECH | BUSHING, PIPE, HEX, FS, SA105, 3/4" MNPT X 3/8" FNPT, 3M/6M LB, ANY MFG, BY DESCRP
4730113562 | ACTIVE | 01021311 | 01021311 | 39 | EA | MECH | BUSHING, PIPE, HEX, FS, SA105, 3/4" MNPT X 1/2" FNPT, 3M/6M LB, ANY MFG, BY DESCRP
3030054252 | ACTIVE | 01021312 | 01021312 | 11 | EA | MECH | BELT, DRIVE, V, 0.500"W, 0.344"THK, 40.000" INNER CIR, 42.300" OUTER CIR, NATIONAL PRODUCTS, INC., A40
5330175844 | ACTIVE | 01021313 | 01021313 | 100 | FT | MECH | PACKING, BULK, TAPE, 1/8" THK, 1"W, TETRA-GL, NON-ASB, 100 FT, A.W. CHESTERTON, 160 #1604
5330196550 | ACTIVE | 01021313 | 01021313 | 200 | FT | MECH | PACKING, BULK, TAPE/SOL, 1/8"THK, 2"W, THERMOSIL, NON-ASB, 100FT/RO, ANY MFG, BY DESCRP
5330196543 | ACTIVE | 01021313 | 01021313 | 200 | FT | MECH | PACKING, BULK, TAPE/DROP WARP, 1/8"THK, 2"W, THERMOSIL, NON-ASB, 100FT/RO, ANCHOR PACKING, BY DESCRP, WU: STEAM PREHEATER RE-ASSY
5330196519 | ACTIVE | 01021313 | 01021313 | 200 | FT | MECH | PACKING, BULK, TAPE/SOL, 1/16"THK, 2"W, THERMOSIL, NON-ASB, ANY MFG, BY DESCRP
5330196501 | ACTIVE | 99999999 | 01021313 | 100 | FT | MECH | PACKING, BULK, TAPE/DROP WARP, 1/16"THK, 2"W, THERMOSIL, NON-ASB, 100' ROLL, ANY MFG, BY DESCRP,
5975274597 | ACTIVE | 01021318 | 01021318 | 1 | RO | ELEC/INS | CONDUIT, FLEXIBLE, NON METALLIC, 1/2 IN, BLACK, ROLL, 100 FT, LAWSON PRODUCTS, P45005
0100001410 | ACTIVE | 01021320 | 01021320 | 22 | EA | SAFETY | RESPIRATOR, CARTRIDGE, HALF MASK, LARGE, THREE M, 7503
7920000093 | ACTIVE | 01021324 | 01021324 | 7 | EA | TOOL | BRUSH, CLEANING, COUNTER, 8"L, NATIONAL SANITARY SUPPLY, 502208
3439000427 | ACTIVE | 01021403 | 01021403 | 33 | LB | TOOL | ELECTRODE, CUTTING, CHAMFERNG/GOUGING, 1/8"DIA, CU-CLAD CARBON, MILL TEST REPORT REQ'D, 11# BOX, ROCKMOUNT RESEARCH, 2174, INSPECTION REQ'D
5345000243 | ACTIVE | 01021406 | 01021406 | 3 | ST | TOOL | ABRASIVE, STONE, HONING, 3-1/2"W, 5-1/2"L, SUNNEN PRODUCTS CO., N37-A45
5345000318 | ACTIVE | 01021406 | 01021406 | 10 | ST | TOOL | ABRASIVE, STONE, HONING, 2.200"W, 2.400"L, 280 GRIT, SUNNEN PRODUCTS CO., U22-A65
5345000250 | ACTIVE | 01021406 | 01021406 | 9 | ST | TOOL | ABRASIVE, STONE, HONING, 2.700"W, 4.100"L, SUNNEN PROD, M27-A65
5345000292 | ACTIVE | 99999999 | 01021406 | 1 | ST | TOOL | ABRASIVE, STONE, HONING, 2.400"W, 2.600"L, 280 GRIT, SUNNEN PROD, V24-A65
5315155373 | ACTIVE | 01021407 | 01021407 | 769 | EA | MECH | PIN, GROOVED/TAPERED, 1/4"DIA, 2-1/4"L, STL ZINC, GROOVED-PIN CORP, GP-1-250-2250-14
5330198788 | ACTIVE | 01021408 | 01021408 | 4 | EA | MECH | GASKET, SPIRAL WOUND, 14" 300#, 304 SS, NON-ASBESTOS, THE ANCHOR PACKING CO, BY DESCRP
6210001944 | ACTIVE | 01021410 | 01021410 | 2 | EA | ELEC/INS | CONTROL, PHOTOELECTRIC, LOCK PLG, 105/285 V, 1000 W, PRECISION MULTIPLE CONTROL, 8690N, WU: ELECTRICAL STOCK
5975265314 | ACTIVE | 01021410 | 01021410 | 3 | EA | ELEC/INS | RECEPTACLE, LOCKING, 120/240 V, 15/10 A, PRECISION MULTIPLE CONTRO, 60314
3040055943 | ACTIVE | 01021413 | 01021413 | 7 | EA | MECH | ACTUATOR, PNEUMATIC, 2-1/2"DIA, 6" STROKE, 150 PSI MAX, UCC, 4401-56, WU: ASH HANDLING SYS NUVAFEEDER, U-3&4
3030055036 | ACTIVE | 01021416 | 01021416 | 4 | EA | MECH | BELT, DRIVE, V/WDG, 0.625"W, 0.531"THK, 118.000" OUTER CIR, GATES RUBBER CO, 5VX1180
4030000097 | ACTIVE | 01021418 | 01021418 | 20 | EA | MECH | CLIP, 5/16", "J" TYPE, CROSBY, 1010499, WU:SKY CLIMBERS
4730124486 | ACTIVE | 01021502 | 01021502 | 3 | EA | MECH | CONNECTOR, TUBING, 3/8" TUBE X 1/4" MNPT, PARKER-HANNIFIN HOSE PROD, P6MC4
5365218147 | ACTIVE | 01021504 | 01021504 | 1 | EA | MECH | SEAT,RNG,5/8"THK,416SS,FISHER CNTRLS,1U222946172
5345000268 | ACTIVE | 01021506 | 01021506 | 2 | ST | TOOL | ABRASIVE, STONE, HONING, 2.700"W, 4.100"L, SUNNEN PROD, M27-A45
5345000219 | ACTIVE | 01021506 | 01021506 | 2 | ST | TOOL | ABRASIVE, STONE, HONING, 2 STONES/SET, 4.700"W, 7"L, SUNNEN PROD, W47-A45, WU:SUNNEN PORTABLE HONE AN-815
5345000201 | ACTIVE | 01021506 | 01021506 | 1 | ST | TOOL | ABRASIVE, STONE, HONING, 4.700"W, 7"L, SUNNEN PROD, W47-A65, WU:SUNNEN PORTABLE HONE AN-815
5345000284 | ACTIVE | 01021506 | 01021506 | 2 | ST | TOOL | ABRASIVE, STONE, HONING, 2-1/2"W, 2.700"L, SUNNEN PROD, G25-A45
5345000235 | ACTIVE | 01021506 | 01021506 | 6 | ST | TOOL | ABRASIVE, STONE, HONING, 3-1/2"W, 5-1/2"L, SUNNEN PRODUCTS CO., N37-A65
5330214841 | ACTIVE | 99999999 | 01021507 | 2 | EA | MECH | RING, SEALING, GENERAL ELECTRIC, U530N757MGAL1, WU:GE TRBN 170X764,SEQ 5209, SHELL HI-PRES INR/ LOW STEAM INLET, U-4
4820126714 | ACTIVE | 01021512 | 01021512 | 1 | EA | MECH | VALVE, BUTTERFLY, 6", W/O HAND OPERATOR, 316 SS DISC/STEM, EPDM SEAT, NON-ASB, KEYSTONE, 990-0150W0A10010-I0S00S0E000KB, WU: FLY ASH FILTER
5330191254 | ACTIVE | 01021516 | 01021516 | 2 | EA | MECH | GASKET, NON-ASBESTOS, GENERAL ELECTRIC COMPANY, 101C250XB-5-5-B03
5330190629 | ACTIVE | 01021516 | 01021516 | 4 | EA | MECH | GASKET, VALVE, 1", 150# FLEX 304/FG, NON-ASBESTOS, GENERAL ELECTRIC CO., U116XG00P0003
5930235931 | ACTIVE | 33333333 | 01021518 | 1 | AS | ELEC/INS | SWITCH, LEVEL, ASSY, 1"SCKTWELD, W/ARM/COOLING FANS, MERCOID CORP., 201-EV-1010 HF C1 75H1, WU: H P FEED WATER HEATER
5330206086 | ACTIVE | 01021518 | 01021518 | 260 | FT | MECH | GASKET, 1/2"THK, 130'L,1/2"W, CERAMIC, NON-ASBESTOS, THE ANCHOR PACKING CO, BY DESCRP
5365215341 | ACTIVE | 33333333 | 01021608 | 2 | ST | MECH | SHIM, BEARING, ALLIS CHALMERS CORP., 16-132-494-801
5330228064 | ACTIVE | 01021608 | 01021608 | 2 | EA | MECH | GASKET, 15-1/4"ID X 18-1/4"OD X 1/32"THK, ROUND, GARLOCK 3000, NON-ASBESTOS, GARLOCK INC, 5330228064
5330198762 | ACTIVE | 01021610 | 01021610 | 1 | EA | MECH | GASKET, SPIRAL WOUND 16", 150#, 316 SS/CERAMIC, NON-ASBESTOS, THE ANCHOR PACKING CO, BY DESCRP
5330198994 | ACTIVE | 01021610 | 01021610 | 3 | EA | MECH | GASKET, SPIRAL WOUND, 14", 150#, 316 SS/CERAMIC, NON-ASBESTOS, ANCHOR PACKING CO, BY DESCRP
5130000168 | ACTIVE | 01021612 | 01021612 | 8 | EA | TOOL | CHISEL, PNEUMATIC, NARROW/RND/OVAL, 9", ANY MFG, 303
5120128326 | ACTIVE | 01021612 | 01021612 | 7 | EA | TOOL | PUNCH, LONG TAPER, 3/16"X 1/2", OSBORN MFG, 359-1/2
5110000113 | ACTIVE | 01021612 | 01021612 | 68 | EA | TOOL | CHISEL, CAPE CHISEL, 1/4"DIA, INGERSOLL-RAND, 72-1/4"
5120128243 | ACTIVE | 01021612 | 01021612 | 7 | EA | TOOL | PUNCH, CENTER, 1/2" POINT DIA, INGERSOLL-RAND, 41
5110000519 | ACTIVE | 01021612 | 01021612 | 31 | EA | TOOL | CHISEL, COLD, 3/8", INGERSOLL-RAND, 86-A
3130062593 | ACTIVE | 33333333 | 01021614 | 2 | EA | MECH | BEARING, BALL, PILLOW BLOCK, 2 BOLT, 11.25 IN, 3.125 IN, CI HSG, FMC CORP., BEARING, LP-239
3110073586 | ACTIVE | 01021614 | 01021614 | 1 | EA | MECH | BEARING, ROLLER, PILLOW BLOCK, 2 BLT, CI HSNG, PB-1853, SKF IND. INC,SYRX2-7/16
3110060393 | ACTIVE | 01021615 | 01021615 | 3 | EA | MECH | BEARING, CYLINDRICAL ROLLER, 3.5433"ID, 7.4803"OD, 1.6929"W, 18 BORE,CONSOLIDATED BRG CO, NJ318, WU: G-D BLOWER, FLYASH BLOWER U-1
5640000732 | ACTIVE | 01021616 | 01021616 | 15 | EA | MECH | ELBOW, INSULATION, AL, 2" X 1", 90 DEG, ANY MFG, BY DESCRP
5180000027 | ACTIVE | 01021618 | 01021618 | 2 | EA | TOOL | CUTTER, GASKET, CUTS 1/4"ID TO 13"OD, ALLPAX, 100K13
0000000845 | ACTIVE | 99999999 | 01021619 | 9 | EA | ELEC/INS | BATTERY, RADIO, NICKEL-CADMIUM, 7.5 V, ERICSSON, BKB 191 203, WU: MDL KRD 103 111 GE RADIO
8040000344 | ACTIVE | 01021701 | 01021701 | 3 | EA | CHEM | SEALANT/ADHESIVE, KIT, PIPING/PLAST, EPOXY 6 OZ
6640002314 | ACTIVE | 01021702 | 01021702 | 2 | EA | CHEM | PIPETTE, FIXED, PLAST, 1000 MICROLT VOL, VWR INTERNATIONAL, 89125-334
6640002306 | ACTIVE | 01021702 | 01021702 | 1 | EA | CHEM | PIPETTE, FIXED, PLAST, 500 MICROLT VOL, VWR INTERNATIONAL, 89125-332
4730106319 | ACTIVE | 01021706 | 01021706 | 11 | EA | MECH | TEE, BRASS, THDED, 1/2", ANY MFG, BY DESCRP
4730106947 | ACTIVE | 33333333 | 01021706 | 6 | EA | MECH | UNION, PIPE, 1/2", BRS, THDED, ANY MFG, BY DESCRP
4730123702 | ACTIVE | 01021706 | 01021706 | 14 | EA | MECH | UNION, PIPE, 1/4", BRS, THDED, ANY MFG, BY DESCRP
4730114404 | ACTIVE | 01021706 | 01021706 | 20 | EA | MECH | TEE, PIPE, BRASS, 1/4", THDED, ANY MFG, BY DESCRP
4730102813 | ACTIVE | 01021706 | 01021706 | 8 | EA | MECH | PLUG, PIPE, 3/4" MNPT, BRASS, ANY MFG, BY DESCRP
4730117902 | ACTIVE | 01021706 | 01021706 | 4 | EA | MECH | TEE, PIPE, BRASS, 3/8", THDED, ANY MFG, BY DESCRP
4730110196 | ACTIVE | 01021706 | 01021706 | 3 | EA | MECH | PLUG, PIPE, 1/2" MNPT, BRASS, ANY MFG, BY DESCRP
4730110303 | ACTIVE | 01021706 | 01021706 | 13 | EA | MECH | TEE, PIPE, BRASS, 1/8", THDED, ANY MFG, BY DESCRP
4730105188 | ACTIVE | 01021706 | 01021706 | 19 | EA | MECH | PLUG, PIPE, 1/8" MNPT, BRASS, ANY MFG, BY DESCRP
4730105097 | ACTIVE | 01021706 | 01021706 | 14 | EA | MECH | PLUG, PIPE, 1/4" MNPT, BRASS, ANY MFG, BY DESCRP
3915000040 | ACTIVE | 01021707 | 01021707 | 23 | EA | MECH | BALL, PIVOT, 1-1/4"DIA, STAINLESS STEEL, UCC, 15467, WU:UCC ASH HANDLING SYS
5365208064 | ACTIVE | 01021707 | 01021707 | 98 | EA | MECH | SPACER,SPHERICAL,UCC,15468,WU:UCC ASH HANDLING SYS, ROTARY UNLOADER
5310162101 | ACTIVE | 01021707 | 01021707 | 97 | EA | MECH | NUT, LOCK, UCC, 46283-5
5330207928 | ACTIVE | 33333333 | 01021707 | 31 | EA | MECH | GASKET, PLUG, NON-ASBESTOS, BABCOCK & WILCOX, 8000181, WU:B&W RADIANT BOILER, MPS89 PULVERZER, 3&4; KEELER BURNER GUNS, 1&2
5330190512 | ACTIVE | 01021707 | 01021707 | 130 | EA | MECH | GASKET, 12-3/4"L X 3-7/8"W, NON-ASBESTOS, UNITED CONVEYOR CORP, 408588, WU:UCC ASH HANDLING SYS
5330178335 | ACTIVE | 01021707 | 01021707 | 8 | EA | MECH | GASKET, WOVEN, GLASS FIBERS, 13/16"ID X 2" OD X,1/8"THICK, NON-ASBESTOS, UNITED CONVEYOR CORP, 408259, WU: UCC ASH HANDLING SYS FLY ASH DIFFUSER
5330180091 | ACTIVE | 01021707 | 01021707 | 40 | EA | MECH | GASKET, RING, 15/16"ID X 11/16"OD, COPPER/CERAMIC, NON-ASBESTOS, UNITED CONVEYOR CORP, 408221-4
5310162119 | ACTIVE | 99999999 | 01021707 | 37 | EA | MECH | NUT, LOCK, HEX, 1/2", FLEXLOC, 13 TPI, UCC, 46059-5, WU:NUVA FEEDER, U-4
5310161350 | ACTIVE | 99999999 | 01021707 | 153 | EA | MECH | NUT, HEX, 1/2", 13 TPI, UCC, 46301-500 WU:UCC FLYASH & BOTTOM ASH SYSTEM, U-3
6680343701 | ACTIVE | 99999999 | 01021710 | 6 | EA | MECH | GLASS, SIGHT, OIL, 1-3/4"W X 4"L X 3/8"THK, W/GASKET 1/8", THE ANCHOR PACKING CO., BY DESCRP
6105291048 | ACTIVE | 01021710 | 01021710 | 2 | EA | MECH | GLASS, SIGHT, RELIANCE ELECTRIC CO., 606833-1A
6680344790 | ACTIVE | 01021710 | 01021710 | 3 | EA | MECH | GLASS, SIGHT, MAGNIFYING/CONTINUOUS, 7/16" ID, 5/8"OD, 48"L, RED LINE, ERNST FLOW, 501
5310153597 | ACTIVE | 01021710 | 01021710 | 22 | EA | MECH | WASHER, RUBBER, GAUGE GLASS, 5/8", ANY MFG, BY DESCRP
5310155535 | ACTIVE | 01021710 | 01021710 | 12 | EA | MECH | WASHER, ROUND, 3/4", HIGH PRESSURE GAUGE GLASS, ANY MFG, BY DESCRP
3030053262 | ACTIVE | 01021712 | 01021712 | 5 | EA | MECH | BELT, DRIVE, V, 0.656"W, 0.438"THK, 43.000" INNER CIR, 45.800" OUTER CIR, NATIONAL PRODUCTS, INC., B43
3030052751 | ACTIVE | 01021712 | 01021712 | 8 | EA | MECH | BELT, DRIVE, V, 0.500"W, 42.000" INNER CIR, 44.300" OUTER CIR, GATES, A-42, WU:AUTOMOTIVE
4820121491 | ACTIVE | 01021715 | 01021715 | 1 | EA | MECH | VALVE, GATE, 1-1/2", 316SS BODY, FLGD, 150#, NON-ASB, CF8M GR , ALOYCO INC, FIG. 117-C
5895000353 | ACTIVE | 01021723 | 01021723 | 1 | KT | ELEC/INS | CONNECTOR, KIT, MTR, (3) HEAT SHRINKABLE CAPS, (3) BLT CVR TUBES, (3) HV SEALANT STRIPS, (1) INSTR SHEET, RAYCHEM, MCK-5-3V
5895000338 | ACTIVE | 01021723 | 01021723 | 3 | KT | ELEC/INS | CONNECTOR, KIT, MTR, (3) HEAT SHRINKABLE CAPS, (3) BLT CVR TUBES, (3) HV SEALANT STRIPS, (1) INSTR SHEET, RAYCHEM, MCK-5-1V-00
6150302559 | ACTIVE | 01021723 | 01021723 | 11 | EA | ELEC/INS | TERMINATION, KIT, SINGLE CONDR, #1-4/0 AWG, RAYCHEM, HVT-81-SG
3110069154 | ACTIVE | 33333333 | 01021802 | 7 | EA | MECH | BEARING, FRNT/BACK END, RELIANCE ELECT. CO., 76876-18A, WU: RELIANCE/AC MOTOR
5345000060 | ACTIVE | 01021805 | 01021805 | 12 | EA | TOOL | WHEEL, WIRE, CUP/TWIST, 4", 0.020 WIRE, 5/8"-11 NUT, SINGLE ROW, MILWAUKEE BRUSH, 20113
3120061282 | ACTIVE | 99999999 | 01021807 | 2 | EA | MECH | BEARING, TAPE/LINESHFT, WORTHINGTON, BRG-626479, WU:WORTH TYPE 12H 135-3, S/NVTP49734-49737, POND 3 SUMP PUMPS
4730131135 | ACTIVE | 01021808 | 01021808 | 3 | EA | MECH | NOZZLE, 1-1/16", UCC, 403016-53
4730131283 | ACTIVE | 01021808 | 01021808 | 12 | EA | MECH | NOZZLE, INSERT, 3/4", UCC, 40364-12, WU:UCC FLYASH & BOTTOM ASH HOPPERS, U-3&4
5315161116 | ACTIVE | 01021810 | 01021810 | 1 | EA | MECH | PIN, BLOW DOWN VALVE, GENERAL ELECTRIC CO, 0128V753P0001
5330173054 | ACTIVE | 01021815 | 01021815 | 1 | ST | MECH | PACKING, RING, 1-1/2"ID X 2-1/8"OD X 5/16"W, (9 PCS=1 SET), NON-ASB, CRANE,058040828
5330172825 | ACTIVE | 33333333 | 01021815 | 1 | ST | MECH | PACKING, RING, 3"ID, (11 PCS=1 SET), CRANE, 058040807
6640002405 | ACTIVE | 01021823 | 01021823 | 1 | BX | MECH | PAD,SAMPLE,GLASS FBR,CEM CORP,200150,WUTDS/TSS ANALYSIS AT N-WRS & S-WRS, MOISTURE SOLID ANALYZER AVC-80
6640000441 | ACTIVE | 01021823 | 01021823 | 10 | EA | MECH | BOTTLE, WASH, UNITARY, POLY, 16 OZ, TRANSLUCENT, WIDE, 4EA/PK, VWR 16651-595
6630324629 | ACTIVE | 33333333 | 01021903 | 2 | EA | ELEC/INS | ELECTRODE, REFERENCE, PH/ATC, GEL FILLED COMBINATION WITH BNC,1/4" PHONE PLUG, BECKMAN COULTER, A57195, WU: LABORATORY WATER ANALYSIS
6625001497 | ACTIVE | 99999999 | 01021907 | 1 | EA | MECH | HOUSING, MODULE, BENTLY NEVADA, 20929-02, WU: SBAC 3A, 3B, 4C, U-3&4
5360202658 | ACTIVE | 99999999 | 01021909 | 83 | EA | MECH | SPRING, GENERAL ELECTRIC COMPANY, 0857A636P0008
6630323985 | ACTIVE | 01021911 | 01021911 | 2 | EA | ELEC/INS | HYDROMETER, 1.000-1.220, FISHER SCIENTIFIC CO, 11-583D
6685370865 | ACTIVE | 33333333 | 01021911 | 1 | EA | ELEC/INS | THERMOMETER, 275 MM STEM, 0.2 DEG F, 94-108 DEG F, FISHER SCIENTIFIC, 13-575H
6630322805 | ACTIVE | 01021911 | 01021911 | 7 | EA | ELEC/INS | HYDROMETER, 1.0-2.0, FISHER SCIENTIFIC CO, 11-540E
6685361591 | ACTIVE | 01021911 | 01021911 | 6 | EA | ELEC/INS | THERMOMETER, GENL LAB, 305 MM, -30/120 DEG F, FISHER SCIENTIFIC CO, 61014-020
6685361211 | ACTIVE | 01021911 | 01021911 | 1 | EA | ELEC/INS | THERMOMETER, 305 MM STEM, -20-110 DEG C, FISHER SCIENTIFIC, 14-985-5B
4320075551 | ACTIVE | 33333333 | 01021913 | 1 | EA | MECH | IMPELLER, PUMP, OEM, 10-7/8 "DIA, BRONZE, 1-3/16", GENERAL ELECTRIC CO., 0601E290P0001, WU: GE TURBINE BOOSTER PMP OIL CENTRIFUGAL U-3&4
5330214148 | ACTIVE | 01021913 | 01021913 | 2 | ST | MECH | PACKING,SOFT,NON-ASB,3 RINGS / SET,GENERAL ELECTRIC CO,U466X000P0034
5940237919 | ACTIVE | 99999999 | 01021914 | 3 | EA | ELEC/INS | CONNECTOR, WIRE, SPLIT BOLT, 4/0 AWG, BURNDY CORP., K2C28
5940238628 | ACTIVE | 01021914 | 01021914 | 5 | EA | ELEC/INS | CONNECTOR, WIRE, SPLIT BOLT, 1-1/2", WIRE RANGE 500 KCM - 2/0 AWG, THOMAS & BETTS CO., 12T
5940238131 | ACTIVE | 01021914 | 01021914 | 8 | EA | ELEC/INS | CONNECTOR, WIRE, SPLIT BOLT, 350 KCMIL, THOMAS & BETTS CO., 11T
5940238958 | ACTIVE | 01021914 | 01021914 | 3 | EA | ELEC/INS | CONNECTOR, WIRE, SPLIT BOLT, MAX WIRE I- 250 KCMIL, THOMAS & BETTS, 10T
5940238321 | ACTIVE | 01021914 | 01021914 | 10 | EA | ELEC/INS | CONNECTOR, WIRE, SPLIT BOLT, RANGE #8 SOL-3/0 AWG STR, BLACKBURN, 40HPS
5940238362 | ACTIVE | 01021914 | 01021914 | 5 | EA | ELEC/INS | CONNECTOR, WIRE, SPLIT BOLT, RANGE #6 SOL-4/0 AWG STR, BLACKBURN, 30H
5940238735 | ACTIVE | 01021914 | 01021914 | 12 | EA | ELEC/INS | CONNECTOR, WIRE, SPLIT BOLT, 1/2", RANGE #2-2/0 STR/ #2-3/0 SOLID, BURNDY CORP., K2C26
5310153050 | ACTIVE | 01021918 | 01021918 | 2 | EA | MECH | NUT, OEM, GENERAL ELECTRIC, U615X000P0222
6240316536 | ACTIVE | 01021919 | 01021919 | 2 | EA | ELEC/INS | LAMP, INCANDESCENT, 375 W, 115/125 V, MED SKIRT, R-40, CLR, 5000 HR, PHILIPS LIGHTING CO, 375R40
6240314184 | ACTIVE | 01021919 | 01021919 | 6 | EA | ELEC/INS | LAMP, INCANDESCENT, EXTENDED SVC, 150 W, 120 V, MED, A-21, CLR, 2350 LM, 2500 HR, PHILIPS LIGHTING CO, 150A99XL120V
6240313970 | ACTIVE | 01021919 | 01021919 | 67 | EA | ELEC/INS | LAMP, INCANDESCENT, ROUGH SVC, 100 W, 120 V, MED SCR, A-19, INSIDE FROSTED, 1260 LM, 1000 HR, (24/CTN) GE, 100A19RS120
5305144023 | ACTIVE | 01021920 | 01021920 | 10 | EA | MECH | SCREW, CAP, 5/8" X 4", HEX, 316 SS, 11 TPI
5305147646 | ACTIVE | 99999999 | 01021920 | 5 | EA | MECH | SCREW, CAP, 5/8" X 5", HEX, 316 SS, 11 TPI
5305143827 | ACTIVE | 01021920 | 01021920 | 43 | EA | MECH | SCREW, CAP, 5/8" X 3-1/2", HEX, 316 SS, 11 TPI
5305146838 | ACTIVE | 01021920 | 01021920 | 40 | EA | MECH | SCREW, CAP, 5/8" X 3", HEX, 316 SS, 11 TPI
5133000116 | ACTIVE | 01022002 | 01022002 | 2 | EA | TOOL | BIT, DRILL, MASONRY, 7/8", 6"L, STRT, CARBIDE, ANY MFG, BY DESCRP
5133000272 | ACTIVE | 01022002 | 01022002 | 7 | EA | TOOL | BIT, DRILL, MASONRY, 3/4", 6"L, HIGH SPEED STL, CARBIDE, DYNA SYSTEMS, 804-3-3361
5133000140 | ACTIVE | 01022002 | 01022002 | 2 | EA | TOOL | BIT, DRILL, MASONRY, 1/2", 6"L, STRT, CARBIDE, DYNA SYSTEMS, 804-3-2961
5133000694 | ACTIVE | 01022002 | 01022002 | 1 | EA | TOOL | BIT, DRILL, MASONRY, 3/8", 6"L, STRT, CARBIDE, DYNA SYSTEMS, 804-3-2161
5133000017 | ACTIVE | 01022002 | 01022002 | 1 | EA | TOOL | BIT, DRILL, MASONRY, 3/8", 4"L, STRT, CARBIDE, DYNA SYSTEMS, 804-3-2157
5133000348 | ACTIVE | 01022002 | 01022002 | 2 | EA | TOOL | BIT, DRILL, MASONRY, 1/4", 6"L, STRT, CARBIDE, DYNA SYSTEMS, 804-3-1361
5133000611 | ACTIVE | 01022002 | 01022002 | 4 | EA | TOOL | BIT, DRILL, MASONRY, 3/16", 4"L, STRT, CARBIDE, DYNA SYSTEMS, 804-3-0951
5307152297 | ACTIVE | 99999999 | 01022003 | 1 | EA | MECH | STUD, TURBINE, BODY BOUND, GENERAL ELECTRIC COMPANY, 293A9761P0001
5305147091 | ACTIVE | 01022004 | 01022004 | 6 | EA | MECH | SCREW,TAKE-UP, STOCK EQUIPMENT, V411137.B01; WU:STOCK GRAVIMETRIC FEEDER MDL 4766-2B DRW L-D8049-B
5315160803 | ACTIVE | 01022004 | 01022004 | 2 | AS | MECH | PIN, HINGED, FEEDER BELT, STOCK EQUIPMENT COMPANY, 2B10908
5310158026 | ACTIVE | 01022004 | 01022004 | 103 | EA | MECH | NUT, HALF, STOCK EQUIPMENT COMPANY, FG-75, WU:STOCK FEEDER CLEAN OUT CONVEYOR GREASE HOSE
5310157887 | ACTIVE | 01022004 | 01022004 | 15 | EA | MECH | WASHER, OEM, STOCK EQUIP, G22, WU:BOILER, MAIN FEEDER MOTOR GEARBOX
5310157879 | ACTIVE | 01022004 | 01022004 | 10 | EA | MECH | WASHER, OEM, V398919.B01
6685368638 | ACTIVE | 33333333 | 01022005 | 1 | EA | ELEC/INS | THERMOCOUPLE, GENERAL ELECTRIC, U252E014G0194, WU:GE TURBINE 170X764, SEQ 6434, SHELL UPPER CROSSOVER CHAMBER 2, U-4
6685368687 | ACTIVE | 99999999 | 01022005 | 1 | EA | ELEC/INS | THERMOCOUPLE, GENERAL ELECTRIC, U253E002G0224
6685360312 | ACTIVE | 99999999 | 01022005 | 2 | EA | ELEC/INS | THERMOCOUPLE, GENERAL ELECTRIC, U252E014U0194
6685368588 | ACTIVE | 99999999 | 01022005 | 1 | EA | ELEC/INS | THERMOCOUPLE, GENERAL ELECTRIC, U252E006G0162
6685368562 | ACTIVE | 99999999 | 01022005 | 1 | EA | ELEC/INS | THERMOCOUPLE, GENERAL ELECTRIC, U252E138G0260
5360202625 | ACTIVE | 01022011 | 01022011 | 53 | EA | MECH | SPRING, GENERAL ELECTRIC COMPANY, 183A4704P0004
9515000678 | ACTIVE | 01022014 | 01022014 | 8 | BX | STRUC | SHIM, STOCK, 12"W, 50"L, 0.008"THK, 302 SS, THE ANCHOR PACKING CO., BY DESCRP
4810113888 | ACTIVE | 33333333 | 01022015 | 1 | EA | MECH | GUIDE, SAFETY, 3", DRESSER INDUST VALVE, 1577001; WU:DRESSER 3" SAFETY VALVE, S/N BSO883, 884, 885, 886, 887 (CENTERS VLV SEAT OVER SEAT SURFACE)
4810120628 | ACTIVE | 33333333 | 01022015 | 1 | EA | MECH | GUIDE, SAFETY, 3", DRESSER INDUST VALVE, 1576001
4810124562 | ACTIVE | 01022016 | 01022016 | 1 | EA | MECH | COLLAR, OVERLAP, DRESSER INDUSTRIAL VALVE, 1950601
4810128183 | ACTIVE | 01022016 | 01022016 | 1 | EA | MECH | COLLAR, OVERLAP, DRESSER, 1949801, WU:DRESSER 3" SAFETY VALVE S/N BR 6912, 6913, 6966, 6965.
6630323308 | ACTIVE | 33333333 | 01022017 | 2 | EA | ELEC/INS | CELL, CONDUCTIVITY, DIP, 7-1/2" (19CM) L, GLASS, 1/CM, FISHER SCIENTIFIC, 3401, WU:BECKMAN PH ANALYZER, RC-19 CONDUCTIVITY BRIDGE
6630324710 | ACTIVE | 01022017 | 01022017 | 2 | EA | ELEC/INS | CELL, CONDUCTIVITY, GL, 0.1/CM, YSI, INC, 3402
4730126507 | ACTIVE | 01022101 | 01022101 | 2 | EA | MECH | ELBOW, PIPE, SA182F22, 45 DEG, NPS 3/4", 9000 LB, SOCKET WELD, ANY MFG BY DESCRP
4730125087 | ACTIVE | 01022101 | 01022101 | 1 | EA | MECH | ELBOW, PIPE, SA182F11, 90 DEG, NPS 3/4", 9000 LB, SOCKET WELD, ANY MFG BY DESCRP
4730125046 | ACTIVE | 01022101 | 01022101 | 4 | EA | MECH | ELBOW, PIPE, SA182F22, 90 DEG, NPS 3/4", 9000 LB, SOCKET WELD, ANY MFG BY DESCRP
5930228381 | ACTIVE | 33333333 | 01022102 | 2 | EA | ELEC/INS | SWITCH, SWGEAR, 5 KV, 10 A, GENERAL ELECTRIC CO., 10AX008G2
5930228449 | ACTIVE | 01022102 | 01022102 | 2 | EA | ELEC/INS | SWITCH, LIMIT, 125 V, W/ AJUSTMT LEVER EL120-60400 CCW, NAMCO, EA17042100 CCW
5930229934 | ACTIVE | 01022102 | 01022102 | 1 | EA | ELEC/INS | SWITCH, LIMIT, CLOCKWISE, 125 V, W/ADJMENT OFFSET LVR, NAMCO, EA17041100 CW
5930235972 | ACTIVE | 01022102 | 01022102 | 4 | EA | TOOL | LEVER, OPERG, NAMCO CONTROLS, EL060-58326
5930232052 | ACTIVE | 33333333 | 01022102 | 1 | EA | MECH | ARM, ACTUATOR, 1/4", 3/4", 1-1/2", NAMCO CONTROLS, EL010-53338
5930229728 | ACTIVE | 99999999 | 01022102 | 2 | EA | ELEC/INS | SWITCH, SWGEAR, GENERAL ELECTRIC CO., 16SB1BF306STS2P
5930230908 | ACTIVE | 99999999 | 01022102 | 1 | EA | ELEC/INS | SWITCH, OEM, GENERAL ELECTRIC CO., 16SB1CA18X2
6680343958 | ACTIVE | 01022105 | 01022105 | 1 | EA | MECH | PUMP, HAND, COMPLETE, TYPE S, UEHLING INSTRUMENT CO., 23
6110294003 | ACTIVE | 01022106 | 01022106 | 1 | EA | ELEC/INS | STARTER, AC MAN, SQUARE D. CO, 2510-FO2
6110294565 | ACTIVE | 01022106 | 01022106 | 1 | EA | ELEC/INS | STARTER, MTR, SQUARE D. COMPANY, 2510-FG2
5935233014 | ACTIVE | 01022106 | 01022106 | 2 | EA | ELEC/INS | SOCKET, RELAY, 8 PIN, 8, IDEC SYSTEMS & CONTROLS I, SR2P-06
5330223891 | ACTIVE | 01022107 | 01022107 | 1 | EA | MECH | SEAL, PRESSURE, ROCKWELL INTERNATIONAL, 438510
5330197269 | ACTIVE | 01022107 | 01022107 | 1 | EA | MECH | SEAL, PRESSURE, VLV, NON-ASB, ROCKWELL INTERNATIONAL, 415674
5330197244 | ACTIVE | 01022107 | 01022107 | 1 | EA | MECH | SEAL, PRESSURE, VLV, NON-ASB, ROCKWELL INTERNATIONAL, 413734
5975258574 | ACTIVE | 99999999 | 01022109 | 100 | EA | MECH | CLIP, PUSH, 1-1/2", STNLESS STL, P-W INDUSTRIES, DS-9004-15
5133000033 | ACTIVE | 01022110 | 01022110 | 3 | EA | TOOL | BIT, COMBINATION, CNTRSINK, 5/8"X 1/4", 3-1/4"L, HIGH SPEED STL, MORSE CUTTING TOOL, 25047
5133000207 | ACTIVE | 01022110 | 01022110 | 4 | EA | TOOL | BIT, COMBINATION, CNTRSINK, 7/16"X 3/16", 2-3/4"L, HIGH SPEED STL, MORSE CUTTING TOOL, 25045
5133000355 | ACTIVE | 99999999 | 01022110 | 1 | EA | TOOL | BIT, DRILL, JOBBER, U, 5"L, HIGH SPEED STL, STRT, DYNA SYSTEMS, 801-5-7000
5133000256 | ACTIVE | 33333333 | 01022110 | 5 | EA | TOOL | BIT, COMBINATION, CNTRSINK, 5/16"X 1/8", 2-1/8"L, HIGH SPEED STL, MORSE CUTTING TOOL, 25044
5133000074 | ACTIVE | 01022110 | 01022110 | 9 | EA | TOOL | BIT, COMBINATION, CNTRSINK, 3/16"X 5/64", 1-7/8"L, HIGH SPEED STL, MORSE CUTTING TOOL, 25042
5133000066 | ACTIVE | 01022110 | 01022110 | 12 | EA | TOOL | BIT, COMBINATION, CNTRSINK, 1/4"X 7/64", 2"L, HIGH SPEED STL, MORSE CUTTING TOOL, 25043
5133000678 | ACTIVE | 01022110 | 01022110 | 6 | EA | TOOL | BIT, COMBINATION, CNTRSINK, 1/8"X 3/64", 1-1/4"L, HIGH SPEED STL, MORSE CUTTING TOOL, 25041
5133000645 | ACTIVE | 01022110 | 01022110 | 3 | EA | TOOL | BIT, DRILL, JOBBER, Q, 4-3/4"L, HIGH SPEED STL, STRT, DYNA SYSTEMS, 801-5-5700
5133000512 | ACTIVE | 01022110 | 01022110 | 6 | EA | TOOL | BIT, DRILL, JOBBER, F, 4-1/8"L, HIGH SPEED STL, STRT, DYNA SYSTEMS, 801-5-1400
5330173112 | ACTIVE | 01022112 | 01022112 | 150 | EA | MECH | GASKET, 9-9/16"ID X 11-1/2"OD, NON-ASBESTOS, UNITED CONVEYOR CORP, 408585, WU:UCC ASH HANDLING SYS
5310161111 | ACTIVE | 33333333 | 01022114 | 20 | EA | MECH | NUT, FLANGE, OEM, GENERAL ELECTRIC, U613X000P0214, WU:GE TURBINES 170X763,170X764, SEQ 329S, CROSOVER HI-LOW PRES, U-3&4
5930229272 | ACTIVE | 01022122 | 01022122 | 5 | EA | ELEC/INS | SWITCH, LIMIT, PLNGR/PIN, 125/250 V, 10 A, TERM SCR, DPDT, HONEYWELL INC, DT2R4A7
3990000451 | ACTIVE | 33333333 | 01022202 | 8 | EA | MECH | GATE,DRW 268111E, ITEM C, FOLIO 458670,B&W,8005396,WU:B&W MPS-89 PULV, DRWG 268111E, PYRITE HOPPER, U-3&4
0100005529 | ACTIVE | 01022202 | 01022202 | 2 | EA | MECH | SLINGER, MECHANICAL, FLINGER #01 ME, WEIR SUPPLY GROUP, 48178, WU:WEIR 2.5 X 2 SRC ASH PUMP (BLOWDOWN)
4320088281 | ACTIVE | 01022202 | 01022202 | 1 | EA | MECH | DEFLECTOR, ALLIS CHALMERS, 52-108-083-009, WU:A-C BRINE RECIRC PUMP, 24X24X30NSY, S/N 42190-1-1, RCC 2&3
5330223586 | ACTIVE | 01022202 | 01022202 | 1 | EA | MECH | GASKET, COVER/STUFFING BOX, NON-ASBESTOS, ALLIS CHALMERS CORP., 52-431-816-090
4810135444 | ACTIVE | 01022203 | 01022203 | 1 | EA | MECH | SPACER,SEAL,CONTROL COMPONENTS,211508-11
5365208049 | ACTIVE | 99999999 | 01022203 | 1 | EA | MECH | SPACER,WORM GEAR,LIMITORQUE VALVE CONTROLS,60-550-0041-1
5365208866 | ACTIVE | 99999999 | 01022203 | 1 | EA | MECH | SPACER,CAM,36,LIMITORQUE VALVE CONTROLS,60-550-0071-1
4320076955 | ACTIVE | 01022204 | 01022204 | 1 | EA | MECH | SLEEVE,SHAFT,PUMP,PNM MACHINE SHOP,SJS-M391 SHT. 2, JAMES S. KONE & COMPANY, 76979-2229
4320077102 | ACTIVE | 01022204 | 01022204 | 3 | EA | MECH | SLEEVE,SHAFT,PUMP,PNM MACHINE SHOP,SJS-M377,WU:GOULDS PUMP MDL 3415, SIZE 12 X14-18, RAW WATER PUMPS 1-5
5136000675 | ACTIVE | 01022205 | 01022205 | 1 | ST | TOOL | DIE, PIPE, UNIVERSAL, 1/2"-3/4", 14 TPI, THE RIDGE TOOL COMPANY, 47745
5136000220 | ACTIVE | 33333333 | 01022205 | 1 | ST | TOOL | DIE, PIPE, UNIVERSAL, 1"- 2", 11-1/2 TPI, THE RIDGE TOOL CO, 47750
5136000881 | ACTIVE | 01022205 | 01022205 | 6 | ST | TOOL | DIE, PIPE, RIGHT HAND, 1", 11-1/2 TPI, THE RIDGE TOOL CO, 36900
5136000840 | ACTIVE | 01022205 | 01022205 | 4 | ST | TOOL | DIE, PIPE, RIGHT HAND, 1/4", 18 TPI, RIDGE TOOL, 36880, WU:RIDGID DROP HEAD THREADER
5136000899 | ACTIVE | 01022205 | 01022205 | 2 | ST | TOOL | DIE, PIPE, RIGHT HAND, 3/8", 18 TPI, THE RIDGE TOOL CO, 36885
5136000865 | ACTIVE | 01022205 | 01022205 | 1 | ST | TOOL | DIE, PIPE, RIGHT HAND, 1/2", 14 TPI, THE RIDGE TOOL CO, 36890
5136000873 | ACTIVE | 01022205 | 01022205 | 1 | ST | TOOL | DIE, PIPE, RIGHT HAND, 3/4", 14 TPI, THE RIDGE TOOL CO, 36895
5136000857 | ACTIVE | 01022205 | 01022205 | 2 | ST | TOOL | DIE, PIPE, RIGHT HAND, 1/8", 27 TPI, THE RIDGE TOOL, 36875
4810128712 | ACTIVE | 01022206 | 01022206 | 1 | EA | ELEC/INS | VALVE, SOLENOID, 2-WAY, 1-1/2", BRS BODY, FNPT, 150 PSI, 110 V, 1-1/4" ORIFICE, 50 HZ, NON-ASB, ASCO, EF8210G22
4810125668 | ACTIVE | 33333333 | 01022206 | 1 | EA | ELEC/INS | VALVE, SOLENOID, 2-WAY/NC, 3/8", SS BODY, FNPT, 125 PSI, 120 V, 11 W, 1/8" ORIFICE, 60 HZ, NON-ASB, ASCO, 8263A318
3110061128 | ACTIVE | 01022206 | 01022206 | 2 | EA | MECH | BEARING, BALL, SINGLE ROW CONRAD, (1) SHIELD, 2.7559"ID, 4.9213"OD, 0.9449"W, FAFNIR, 214KD, WU: EQ.# 410.130.2001,2,3,4
5310154652 | ACTIVE | 01022207 | 01022207 | 1 | EA | MECH | WASHER, IMPELLER, GOULDS, 68679-8-2226, WU: U3&4 BOILER BLOWDOWN TANK DRAIN
5310156582 | ACTIVE | 01022207 | 01022207 | 2 | EA | MECH | WASHER, IMPELLER, GOULD, REF 199, WU: U-3&4 BLR BLOWDOWN TANK DRAIN
5905230081 | ACTIVE | 01022207 | 01022207 | 16 | EA | ELEC/INS | RESISTOR, 0.125 W, 250 OHM, +/-0.50%, ENOX RESISTOR, RN55D
0100005528 | ACTIVE | 01022209 | 01022209 | 17 | EA | MECH | PLUG, OIL, 1/2", CS, MAGNETIC NPT, ALLEN HEAD, BABCOCK & WILCOX, 3068213, WU:U3&4 ROLLWHEEL PULV"S
5310155501 | ACTIVE | 01022209 | 01022209 | 15 | EA | MECH | WASHER, PLAIN, GARDNER DENVER BLOWER, 95W48, 7CDL
4810121881 | ACTIVE | 33333333 | 01022210 | 1 | EA | MECH | GUIDE, SEAT/RETNG, 1-1/4", THE LESLIE CO., 52647, WU:TRBN STM SEAL VLVS&CNTRLR, LESLIE VLV,CLASS DOUFX, 1-1/4", CODE
5307152099 | ACTIVE | 33333333 | 01022210 | 12 | EA | MECH | STUD, TURBINE, GENERAL ELECTRIC COMPANY, F702A125050-55-C05
6640001035 | ACTIVE | 01022217 | 01022217 | 36 | EA | CHEM | BEAKER, DBL SCALE GRIFFIN, GL, 400 ML, 25 ML, LOW FORM W/SPOUT, FISHER SCIENTIFIC CO, 02-540-L
7920000085 | ACTIVE | 01022220 | 01022220 | 6 | EA | TOOL | BRUSH, CLEANING, ACID, 1"W, CAMEL HAIR, FISHER SCIENTIFIC CO, 17145-025
7920000333 | ACTIVE | 01022220 | 01022220 | 4 | EA | TOOL | BRUSH, FLEXIBLE HANDLE, FISHER SCIENTIFIC, 3570A, WU:LAB SUPPLIES, 250ML FLASK
7920000150 | ACTIVE | 33333333 | 01022220 | 38 | EA | TOOL | BRUSH, CLEANING, CYL, 13"L, 2"DIA W, FISHER SCIENTIFIC, 22040121, WU: LAB SUPPLIES
7920000507 | ACTIVE | 01022220 | 01022220 | 8 | EA | TOOL | BRUSH, CLEANING, BEAKER, 16"L, (10EA/PK), VWR 17170-005, WU: LAB SUPPLIES
7920000010 | ACTIVE | 01022220 | 01022220 | 11 | EA | TOOL | BRUSH, CLEANING, FLASK, 14"L, VWR 17145-041
7920000432 | ACTIVE | 01022220 | 01022220 | 16 | EA | TOOL | BRUSH, CLEANING, TEST TUBE, 9"L, NYL, FISHER SCIENTIFIC CO, 3-574, WU: LAB SUPPLIES,(12EA/PK)
7920000176 | ACTIVE | 01022220 | 01022220 | 16 | EA | TOOL | BRUSH, CLEANING, BURET, 140 ML L, 22 ML DIA W, 91CM BRISTLE SECTION, FISHER SCIENTIFIC CO, 3-614, WU: LAB SUPPLIES
6240314036 | ACTIVE | 01022223 | 01022223 | 76 | EA | ELEC/INS | LAMP, INCANDESCENT, ROUGH SVC, 100 W, 115/125 V, MED BRS, A-21, INSIDE FROSTED, 1230 LM, 1000 HR, GE, 100A/RS/CVG
5905218680 | ACTIVE | 01022303 | 01022303 | 1 | EA | ELEC/INS | POTENTIOMETER,275 OHM,2 W,1,LEEDS & NORTHRUP,013698
5905217617 | ACTIVE | 01022303 | 01022303 | 1 | EA | ELEC/INS | POTENTIOMETER,J,500 V,250 OHM,2 W,+/-10%,CARBON,1,CLAROSTAT MFG CO,RV4NAYSD251A
3020056069 | ACTIVE | 01022304 | 01022304 | 1 | EA | MECH | WORMSHAFT,FORM 3575, #29,BERGEMANN USA,BP332201-1135,WU:D-P SOOTBLOWER MDL IK-525B & IK-545B, U-3&4
4140001761 | ACTIVE | 33333333 | 01022304 | 2 | EA | MECH | SUPPORT,IK'S FRONT ASSY,BERGEMANN USA, INC.,BP347274-KITA,WU: IK'S, UNIT 3 & 4
3020056101 | ACTIVE | 01022304 | 01022304 | 2 | EA | MECH | SHAFT, LANCE, HUB, DIAMOND POWER, 323439-1120, WU:D-P SOOTBLOWER MDL IK-525B & IK-545B, U-3&4
3040055265 | ACTIVE | 01022304 | 01022304 | 17 | EA | MECH | SHAFT, ROLLER, DIAMOND POWER, 345793-1032
3110072679 | ACTIVE | 01022306 | 01022306 | 4 | EA | MECH | BEARING, BALL,SINGLE ROW CONRAD, (2) SEALS, 3.9370"ID, 5.9055"OD, 0.9449"W, SKF, 6020-2RS, WU:DIAMOND POWER SOOT BLOWER
3110065277 | ACTIVE | 01022306 | 01022306 | 2 | EA | MECH | BEARING, BALL, SINGLE ROW CONRAD, (1) SHIELD, 4.7244"ID, 7.0866"OD, 1.1024"W, DIAMOND POWER 901110-0116, WU: D-P BLWR SPECIAL LANCE HUB
5330178517 | ACTIVE | 01022306 | 01022306 | 3 | EA | MECH | GASKET, FLANGE, 3-7/8"ID X 5-1/4"OD, 100 DEG/350 PSI, NON-ASBESTOS, DIAMOND POWER INTERNATIONAL, 350256-010A
5330212027 | ACTIVE | 01022306 | 01022306 | 4 | EA | MECH | SEAL, OIL, SHAFT, COPES-VULCAN, CV907938-0021
5330212001 | ACTIVE | 01022306 | 01022306 | 3 | EA | MECH | SEAL, OIL, JOHNS-MANVILLE 8791-LUP
5330212019 | ACTIVE | 01022306 | 01022306 | 4 | EA | MECH | SEAL, OIL, WORM SHAFT, DIAMOND POWER, 53A015350S
5330197475 | ACTIVE | 33333333 | 01022306 | 5 | EA | MECH | GASKET, FLG, 1"ID X 1.650"OD X 0.130"THK, 2680 PSI, NON-ASBESTOS, THE ANCHOR PACKING CO, BY DESCRP
5330203505 | ACTIVE | 01022306 | 01022306 | 2 | EA | MECH | SHIM, 0.0075"THK, TRANSPARENT, COPES-VULCAN, CV323451-2121
5330203513 | ACTIVE | 01022306 | 01022306 | 5 | EA | MECH | SHIM, 0.020"THK, YEL, COPES-VULCAN, CV323451-3129
5330203497 | ACTIVE | 01022306 | 01022306 | 2 | EA | MECH | SHIM, 0.005"THK, BLU, COPES-VULCAN, CV323451-1123
5315159953 | ACTIVE | 01022308 | 01022308 | 2 | EA | MECH | KEY, GENERAL ELECTRIC, 182A2965P0002
6680340038 | ACTIVE | 99999999 | 01022308 | 1 | EA | ELEC/INS | COUNTER, ELECTRICAL, 115 V, 6 FIG RESET, STOCK EQUIPMENT COMPANY, FE142
5330191726 | ACTIVE | 01022308 | 01022308 | 6 | EA | MECH | GASKET, NON-ASBESTOS, SPROUT-BAUER, GA600051
4730136134 | ACTIVE | 99999999 | 01022310 | 24 | EA | MECH | CLAMP,CONICAL DIFFUSER,POWER & INDUSTRIAL SERVIC,22-2498,WU:BURNER BARRELS, U-3&4
5330199786 | ACTIVE | 01022311 | 01022311 | 20 | EA | MECH | GASKET, NON-ASBESTOS, ALLIS CHALMERS CORP., 52-431-816-020, WU:A-C PUMP 6X4X13 CV0, TRAY PUMPS, 01 AREA CHEM PLANT
5330192401 | ACTIVE | 01022311 | 01022311 | 4 | EA | MECH | O-RING, 028, 1-3/8"ID X 1/16", TEFLON, ALLIS CHALMERS CORP., 52-107-610-051
4810123424 | ACTIVE | 01022315 | 01022315 | 2 | EA | MECH | DIAPHRAGM, VALVE, MASONEILAN, 010274-022-686
5360199284 | ACTIVE | 01022315 | 01022315 | 4 | EA | MECH | SPRING, UP PROP, GENERAL ELECTRIC CO., 6071231P-1
3020054692 | ACTIVE | 01022316 | 01022316 | 7 | AS | MECH | WHEEL, ASSY/BTM, WW SLY MFG, ABC-517, WU:WW SLY FILTER TRAVELER, BAGHOUSE, FLYASH, U-3
9515000264 | ACTIVE | 01022318 | 01022318 | 1 | BX | STRUC | SHIM, STOCK, 6"W, 50"L, 0.005"THK, 302 SS, THE ANCHOR PACKING CO., BY DESCRP
9515000090 | ACTIVE | 01022318 | 01022318 | 8 | BX | STRUC | SHIM, STOCK, 6"W, 50"L, 0.003"THK, 302 SS, THE ANCHOR PACKING CO., BY DESCRP
9515000058 | ACTIVE | 01022318 | 01022318 | 5 | BX | STRUC | SHIM, STOCK, 6"W, 100"L, 0.005"THK, CS, THE ANCHOR PACKING CO., BY DESCRP
8020000041 | ACTIVE | 01022324 | 01022324 | 7 | EA | MECH | PAN, PAINT, ANY MFG, BY DESCRP
4730132992 | ACTIVE | 01022401 | 01022401 | 1 | EA | MECH | TEE, TUBING, FEM RUN, 1"T X 1"F, ELLIOTT COMPANY, P48J86
5305145319 | ACTIVE | 01022401 | 01022401 | 18 | EA | MECH | SCREW, CAP, 1/4"-20 X 7/8" SCKT/RND, ALLOY STL
5305153081 | ACTIVE | 01022401 | 01022401 | 12 | EA | MECH | SCREW,OEM,BUTTON FS ELLIOTT P99S58
5305152901 | ACTIVE | 01022401 | 01022401 | 6 | EA | MECH | SCREW, CAP, 1/4" X 1/2", SOCKET, NYLOC
5305153743 | ACTIVE | 99999999 | 01022404 | 4 | EA | MECH | BOLT, PACKING HOLD, NON-ASB, GENERAL ELECTRIC, U624P210L1125, WU: GE TURBINE, U-3
6685360189 | ACTIVE | 99999999 | 01022404 | 1 | EA | ELEC/INS | THERMOCOUPLE, GENERAL ELECTRIC, U252S014G0494
5305144809 | ACTIVE | 33333333 | 01022404 | 16 | EA | MECH | BOLT, OEM, WU:U1,3&4, GE TURBINES, DIAPH HORIZ, JOINT
5305144593 | ACTIVE | 99999999 | 01022404 | 4 | EA | MECH | BOLT, OEM GE U624P210L0550
4810136996 | ACTIVE | 33333333 | 01022405 | 1 | EA | MECH | SEAT,BLOWDOWN,GENERAL ELECTRIC CO,0247A161P0001
3030053486 | ACTIVE | 01022405 | 01022405 | 2 | EA | MECH | BELT, DRIVE, V/WDG, 0.500"W, 55.375" OUTER CIR, GATES RUBBER, 9550
5975264747 | ACTIVE | 01022407 | 01022407 | 1 | EA | ELEC/INS | BOX, ELECTRICAL, JCTN, 6" X 8-1/2" X 4-1/2", W/ SCR CVR, CROUSE HINDS, EJB-684, EXPLOSION PROOF
5315158179 | ACTIVE | 01022407 | 01022407 | 1 | EA | MECH | BAR, GUIDE, ITEM 25, REF 3304, DIAMOND POWER, 315627-1136, WU:D-P SOOT BLOWER, IR-3, U-3&4
5330186601 | ACTIVE | 01022408 | 01022408 | 2 | EA | MECH | GASKET, BULK, 13/32"THK, 80"L, 13/32"W, RUBBER, NON-ASBESTOS, GENERAL ELECTRIC CO., U363P001L0800
5930229405 | ACTIVE | 01022410 | 01022410 | 4 | EA | ELEC/INS | SWITCH, MANUAL-SELECTOR, 3 POSITION, MAINTAINED CONTACT, GENERAL ELEC, CR2940UB202B, WU:DEWATERING LINE
4460000377 | ACTIVE | 33333333 | 01022410 | 1 | EA | ELEC/INS | BLOCK, CONTACT, SINGLE, HD, 600 V, 1 NO, 1 NC, TERM SCR, GENERAL ELECTRIC, CR2940U202, WU: GE PRECIP ALARM
5930233654 | ACTIVE | 99999999 | 01022410 | 14 | EA | ELEC/INS | SWITCH, PUSHBUTTON, HD, 600 V, 1 NO, GENERAL ELECTRIC CO., CR2940U310
5930236103 | ACTIVE | 01022410 | 01022410 | 4 | EA | ELEC/INS | SWITCH, OPERATOR, DIAMOND POWER, 847305-0018, WU: D-POWER SOOTBLOWER LANCE CONTROLS
5330219733 | ACTIVE | 01022411 | 01022411 | 5 | EA | MECH | O-RING, MILTON ROY CO, 408-0068-113
5330182600 | ACTIVE | 99999999 | 01022411 | 1 | EA | MECH | O-RING, 119, 15/16"ID X 3/32, BUNA-N, CHICAGO RAWHIDE, 119
5330179986 | ACTIVE | 01022411 | 01022411 | 6 | EA | MECH | O-RING, 127, 1-7/16"ID X 3/32", BUNA-N, CHICAGO RAWHIDE MFG,127
5330205716 | ACTIVE | 01022411 | 01022411 | 2 | EA | MECH | O-RING, 1-7/8"ID X 3/16, BUNA-N, THE ANCHOR PACKING COMPANY, BY DESCRP
5330173104 | ACTIVE | 01022411 | 01022411 | 10 | EA | MECH | O-RING, 113, 9/16"ID X 3/32", BUNA-N, ROSEMOUNT ANALYTICAL,120039-11
5307150374 | ACTIVE | 33333333 | 01022413 | 6 | EA | MECH | STUD, THRUST,1-11/16"DIA,3-1/2"L,10 TPI,416SS,PNM MACH SHOP, BY DESCP,JOHNSTON PUMP, 35118-A, WU:JOHNSTON VERT PUMP TYPE B, 36"X14", S/N TH1423,
5307152123 | ACTIVE | 33333333 | 01022413 | 2 | EA | MECH | STUD, 1-3/16"DIA, 416 SS, PNM MACH SHOP, BY DESCRP, JOHNSTON PUMP, 43108-A, WU:JOHNSTON CONDENSATE PUMP MDL B, 36X14, S/N TH1423, U-3&4
5305151572 | ACTIVE | 33333333 | 01022413 | 6 | EA | MECH | SCREW, CAP, 1" X 4", SCKT/RND, STL
3030053932 | ACTIVE | 01022415 | 01022415 | 5 | EA | MECH | BELT, DRIVE, V, 0.656"W, 0.438"THK, 35.000" INNER CIR, 37.800" OUTER CIR, NATIONAL, B35, WU:NEUTRALTZER PUMP, SO2, U-3&4
6685362185 | ACTIVE | 01022416 | 01022416 | 6 | EA | ELEC/INS | GAUGE, PRESSURE, FIELD, 4-1/2", 1/4"MNPT, 0-15 PSI, STNLESS STL, BTM, MCDANIEL CONTROL, MPB-S
6685359660 | ACTIVE | 01022416 | 01022416 | 4 | EA | ELEC/INS | GAUGE, PRESSURE, GLYCERINE FILLED, 4-1/2"FACE, 1/2"NPT, BTM, 0-1000PSI, REOTEMP, PT45P1A2P25-G
6685368877 | ACTIVE | 01022416 | 01022416 | 2 | EA | ELEC/INS | GAUGE, PRESSURE, DIFFERENTIAL, 4-1/2", 1/8"NPT, AL, AL, 0-30 WC, DWYER, E21401, (MAGNEHELIC 2030C)
6685360809 | ACTIVE | 01022416 | 01022416 | 2 | EA | ELEC/INS | GAUGE, PRESSURE, 4-1/2", 1/4"MNPT, STNLESS STL, BTM, 0-400 PSI, MARSH INSTRUMENT CO, P-5160
6685359603 | ACTIVE | 01022416 | 01022416 | 2 | EA | ELEC/INS | GAUGE, PRESSURE, 4-1/2", 1/4"MNPT, BTM, 0-160 PSI, REOTEMP, PT45P1AP19-D
6685368513 | ACTIVE | 99999999 | 01022418 | 2 | EA | ELEC/INS | THERMOCOUPLE, GENERAL ELECTRIC, U252E097G0042
6685361633 | ACTIVE | 01022418 | 01022418 | 1 | EA | ELEC/INS | DETECTOR, TEMPERATURE, THERM/TYPE E, 100 OHM, THERMAL PROBE, 536S3E132A-4-8
6685368810 | ACTIVE | 33333333 | 01022418 | 1 | EA | ELEC/INS | THERMOCOUPLE, GENERAL ELECTRIC, U252E006G0070,WU:GE TURBINE 170X763, SEQ.NO. 9535, BEARING DRAIN ALTERNATOR TCD, U-3
5640001177 | ACTIVE | 99999999 | 01022420 | 11 | EA | MECH | ELBOW, INSULATION, AL,10" X 2", 90 DEG, ANY MFG, BY DESCRP
4810137572 | ACTIVE | 01022502 | 01022502 | 2 | EA | MECH | VALVE, SOLENOID, 4 WAY, PILOT OPERATED, NON-ASB, 2 POSITION, ASCO, WT8551A001MS, WU:LIMESTONE, SLIDE/GATE/PLUG/BUTTERFLY VLVS
6685362573 | ACTIVE | 99999999 | 01022502 | 1 | EA | ELEC/INS | THERMOCOUPLE, GENERAL ELECTRIC, U251E038U0129
6685362334 | ACTIVE | 99999999 | 01022502 | 1 | EA | ELEC/INS | THERMOCOUPLE, GENERAL ELECTRIC, U251E006G0162
3110062134 | ACTIVE | 01022502 | 01022502 | 4 | EA | MECH | NUT, LOCK, BRG, 3.5433 IN, AN-18, 12 TPI, SKF INDUSTRIES INC, AN-18
4730131861 | ACTIVE | 01022502 | 01022502 | 1 | EA | MECH | WASHER, LOCK, BRG, W-16, 3.1496"ID, 3-29/32"OD, SKF, BY DESCRP
3110057910 | ACTIVE | 01022504 | 01022504 | 4 | EA | MECH | BEARING, ROLLER, CYLINDRICAL, 3.7402"ID, 7.8740"OD, 1.7717"W, FAFNIR, NUM95
3110069840 | ACTIVE | 01022504 | 01022504 | 2 | ST | MECH | BEARING, CONE/CUP, 3.5000"ID, 6.0000"OD, 1.5625"W, 41833, TIMKEN CO, 593 + 592A, WU: GEAR DRIVE
5310157010 | ACTIVE | 01022507 | 01022507 | 1 | EA | MECH | NUT, IMPELLER, W20, WORTHINGTON PUMPS CORP., 53615
5310156913 | ACTIVE | 01022507 | 01022507 | 1 | EA | MECH | NUT, IMPELLER, 316 SS, WORTHINGTON PUMPS CORP., PO4000 (CCN # 28519056)
5310156921 | ACTIVE | 01022507 | 01022507 | 3 | EA | MECH | NUT, IMPELLER, WORTHINGTON, 53614 WU: CENTRIFUGAL PUMP
5315155902 | ACTIVE | 01022507 | 01022507 | 1 | EA | MECH | KEY, SLEEVE, 1/4"W, 7/8"L, PNM MACHINE SHOP, SJS-M611, WORTHINGTON PUMPS, 50733
5305143884 | ACTIVE | 99999999 | 01022507 | 2 | EA | MECH | SCREW, SET, OEM, WU: WORTHINGTON PMP, #2 LP DRAIN PUMP
5905225289 | ACTIVE | 01022508 | 01022508 | 10 | EA | ELEC/INS | RESISTOR, CARBON, 500 V, 1 W, 22K OHM, +/-5%, ALLEN-BRADLEY CO., RCR32G223JS
5905220587 | ACTIVE | 01022508 | 01022508 | 5 | EA | ELEC/INS | RESISTOR, CARBON, 750 V, 2 W, 56 OHM, +/-5%, ALLEN-BRADLEY CO., RCR42G560JS
5905224746 | ACTIVE | 01022508 | 01022508 | 11 | EA | ELEC/INS | RESISTOR, CARBON, 500 V, 1 W, 20 OHM, +/-5%, ALLEN-BRADLEY CO., RCR32G200JS
5905224795 | ACTIVE | 01022508 | 01022508 | 20 | EA | ELEC/INS | RESISTOR, CARBON, 500 V, 1 W, 33 OHM, +/-5%, ALLEN-BRADLEY CO., RCR32G330JS
5905225370 | ACTIVE | 99999999 | 01022508 | 75 | EA | ELEC/INS | RESISTOR, CARBON, 500 V, 1 W, 51K OHM, +/-5%, ALLEN-BRADLEY CO., RCR32G513JS
9510000061 | ACTIVE | 01022509 | 01022509 | 1 | EA | STRUC | ROD,THREADED,316 SS,7/16 IN,36 IN,14 TPI,ANY MFG,BY DESCRP
9510000616 | ACTIVE | 01022509 | 01022509 | 4 | EA | STRUC | ROD,THREADED,316 SS,5/16 IN,36 IN,18 TPI, ANY MFG, BY DESCRP
5905227673 | ACTIVE | 01022509 | 01022509 | 70 | EA | ELEC/INS | RESISTOR, 0.25 W, 10K OHM, +/-5%, ALLEN-BRADLEY CO., 93F3479R
3915000610 | ACTIVE | 01022511 | 01022511 | 1 | EA | MECH | HOUSING, TAKE-UP DRIVE, STOCK EQUIPMENT CO., V382771.B02, WU:STOCK GRAVIMETRIC FEEDER, MDL 466-2B DWG L-D8049-B
3915000818 | ACTIVE | 01022511 | 01022511 | 4 | EA | MECH | HOUSING, TAKE-UP DRIVE, STOCK EQUIPMENT CO., V382771.B01, WU:STOCK GRAVIMETRIC FEEDER MODEL #4766-2B DRAWING #L-D8049-B
6685365535 | ACTIVE | 01022512 | 01022512 | 1 | EA | ELEC/INS | THERMOCOUPLE, 15-3/4"L, TYPE E, THE METER AND VALVE CO, M25E1QDU15L3
5930236434 | ACTIVE | 99999999 | 01022514 | 2 | EA | ELEC/INS | SWITCH, BELT TRACKING, MICRO SWITCH, DIV OF HONE, FE11410, WU: LIMESTONE
5930236111 | ACTIVE | 01022516 | 01022516 | 1 | EA | ELEC/INS | SWITCH, PRESSURE, VAC, 60 PSI PROOF PRES, 0.40-18 PSI, IMO IND. INC., D2T-M18SS-L6
4020070050 | ACTIVE | 01022517 | 01022517 | 600 | FT | TOOL | ROPE, PRECUT, 1/4"DIA, 100'L, MANILA, HANK, 110 LB, BEVIS ROPE MFG, M-1/4X100
4020070100 | ACTIVE | 01022517 | 01022517 | 800 | FT | TOOL | ROPE, 3/8"DIA, 100'L, MANILA, RO, AMERICAN MFG, BY DESCRP
9515000348 | ACTIVE | 01022518 | 01022518 | 8 | BX | STRUC | SHIM, STOCK, 6"W, 50"L, 0.015"THK, 302 SS, THE ANCHOR PACKING CO., BY DESCRP
7930462572 | ACTIVE | 01022520 | 01022520 | 13 | BX | TOOL | ABRASIVE, PAD, SOAP, STL WOOL, BRILLO, NATIONAL SANITARY SUPPLY, 551510
5350000054 | ACTIVE | 33333333 | 01022520 | 1 | PK | TOOL | ABRASIVE, PAD, STL WOOL, MED GRIT, INTL STEEL WOOL, #1, (8/PK)
5350000245 | ACTIVE | 01022520 | 01022520 | 9 | EA | TOOL | ABRASIVE, PAD, STL WOOL, MED GRIT, INTERNATIONAL STEEL WOOL, #2
5350000237 | ACTIVE | 01022520 | 01022520 | 1 | EA | TOOL | ABRASIVE, PAD, STL WOOL, FINE GRIT, INTERNATIONAL STEEL WOOL, #00
4320088208 | ACTIVE | 01022521 | 01022521 | 2 | EA | MECH | CAGE, SEAL, ALLIS CHALMERS CORP., 52-430-298-020, WU:BRINE RECIRC PUMP, SERIAL 42190-1-1, 24X24X30NSY, RCC 2&3
4320078266 | ACTIVE | 01022521 | 01022521 | 2 | EA | MECH | SLEEVE,SHAFT,PUMP,PNM MACHINE SHOP,SJS-M414,WU:A-C 10 X 8 X 1I HRZNTL CNTRFGL BRNG CLNG H2O PMP, S/N 199099-1-1
5330206284 | ACTIVE | 33333333 | 01022602 | 4 | EA | MECH | SEAL, SHAFT, ROTOR, GARDNER-DENVER, 8500389, WU:GARDNER DENVER BLOWER, MDL 9CDL, S/N N14721
5330206250 | ACTIVE | 01022602 | 01022602 | 1 | EA | MECH | SEAL, SHAFT, ROTOR, GARDNER-DENVER, 8500388, WU:G-D BLOWER, MDL 7CDL, FLYASH BINS, U-1,2,3,4
5330206292 | ACTIVE | 01022602 | 01022602 | 2 | EA | MECH | SEAL, SHAFT, ROTOR, GARDNER-DENVER COMPANY, 8500390, WU: GARDNER DENVER BLOWER, MODEL 9CDL, SERIAL NO. 14721
5330210856 | ACTIVE | 01022602 | 01022602 | 2 | EA | MECH | ADAPTER, SEAL, GARDNER-DENVER CO, 8500762
4730105667 | ACTIVE | 01022602 | 01022602 | 18 | EA | MECH | ELBOW, TUBE, UNION, 316 SS, 90 DEG, 1/2", TUBE, SWAGELOK ONLY, SS-810-9
4730107572 | ACTIVE | 01022602 | 01022602 | 10 | EA | MECH | ELBOW, TUBE, UNION, 316 SS, 90 DEG, 3/8", TUBE, SWAGELOK (ONLY), SS-600-9
4730103159 | ACTIVE | 01022602 | 01022602 | 40 | EA | MECH | ELBOW, TUBE, UNION, 316 SS, 90 DEG, 1/4", TUBE, SWAGELOK ONLY, SS-400-9
5310162390 | ACTIVE | 01022603 | 01022603 | 2 | EA | MECH | NUT, LOCK, 1.3780 IN, N-07, 18 TPI, SKF, N07
4320089271 | ACTIVE | 01022603 | 01022603 | 8 | EA | MECH | WASHER, LOCK, BRG, W-07, 1.378"ID, 1-7/8" OD
3110061987 | ACTIVE | 01022603 | 01022603 | 1 | EA | MECH | WASHER, LOCK, BRG, W-06, 1.1811"ID, 1-59/64" OD, 0.054" THK, GOULDS PUMP
3110059155 | ACTIVE | 99999999 | 01022603 | 1 | EA | MECH | WASHER, LOCK, BRG, W-05, 0.9843"ID 1-3/8"OD
5920226007 | ACTIVE | 01022604 | 01022604 | 6 | EA | ELEC/INS | FUSE, ONE-TIME, CRTG, 250 V, 10 A, TIME-DELAY, 10K, BUSSMAN MFG. CO., FNM-10
5920226049 | ACTIVE | 01022604 | 01022604 | 6 | EA | ELEC/INS | FUSE, ONE-TIME, CRTG, 250 V, 4 A, DUAL ELEM/TIME-DELAY, 10K, BUSSMAN MFG. CO., FNM-4
5920226114 | ACTIVE | 33333333 | 01022604 | 44 | EA | ELEC/INS | FUSE, ONE-TIME, CRTG, 250 V, 35 A, K5, NON-TD, 50 K, BUSSMAN MFG. CO., NON-35
5920068896 | ACTIVE | 01022604 | 01022604 | 5 | EA | ELEC/INS | FUSE, ONE-TIME, CRTG, 250 V, 6 A,TIME-DELAY, BUSSMAN MFG. CO., AGC6R
5920226015 | ACTIVE | 01022604 | 01022604 | 12 | EA | ELEC/INS | FUSE, ONE-TIME, CRTG, 32 V, 15 A, FAST-ACTING, BUSSMAN MFG. CO., AGC-15
5920232021 | ACTIVE | 01022605 | 01022605 | 3 | EA | ELEC/INS | FUSE, SUBMINIATURE, 250 V, 1-4/10 A, TIME-DELAY, 10K, RELIANCE FUSE/BRUSH, MEN 1-4/10
5920226544 | ACTIVE | 01022605 | 01022605 | 5 | EA | ELEC/INS | FUSE, ONE-TIME, CRTG, 600 V, 1 A, NON-TD, 100 K, BUSSMAN MFG. CO., KTK 1
5920228524 | ACTIVE | 01022605 | 01022605 | 3 | EA | ELEC/INS | FUSE, CARTRIDGE, 250 V, 15 A, CC, FAST-ACTING, 200 K, BUSSMAN MFG. CO., KTK-15
5920226353 | ACTIVE | 33333333 | 01022605 | 7 | EA | ELEC/INS | FUSE, ONE-TIME, CRTG, 250 V, 6 A, FAST-ACTING, 10K, BUSSMAN MFG. CO., BAF 6
5920232039 | ACTIVE | 01022605 | 01022605 | 15 | EA | ELEC/INS | FUSE, CARTRIDGE, 250 V, 2-1/2 A, TIME-DELAY, 10K, GOULD INC. ELECT. TRM 2-1/2
5920231577 | ACTIVE | 33333333 | 01022605 | 5 | EA | ELEC/INS | FUSE, CARTRIDGE, 250 V, 7/10 A, TIME-DELAY, BUSSMAN MFG. CO., MDL 7/10 3AG
5920226262 | ACTIVE | 01022605 | 01022605 | 19 | EA | ELEC/INS | FUSE, ONE-TIME, CRTG, 250 V, 1/4 A, TIME-DELAY, 35 K, BUSSMAN MFG. CO., MDL 1/4
5920232286 | ACTIVE | 01022605 | 01022605 | 5 | EA | ELEC/INS | FUSE, CARTRIDGE,125 V, 25 A, FAST-ACTING, BUSSMAN MFG. CO., BY DESCRP
5920226387 | ACTIVE | 01022605 | 01022605 | 35 | EA | ELEC/INS | FUSE, ONE-TIME, CRTG, 250 V, 3 A, DUAL ELEM/TIME-DELAY, 100 K, BUSSMAN MFG. CO., MDL 3
5330206888 | ACTIVE | 01022606 | 01022606 | 1 | EA | MECH | SEAL, MECHANICAL, PUMP, BORG WARNER, U-2250-5H1A
5330201061 | ACTIVE | 01022606 | 01022606 | 1 | EA | MECH | SEAL, MECHANICAL, PUMP, 15/16"ID, BORG WARNER, Q5A4C
3020051854 | ACTIVE | 01022607 | 01022607 | 7 | EA | MECH | LINK, CHAIN, CONNECTING, #120, 1-1/2"PITCH, REXNORD, 120
3020050773 | ACTIVE | 33333333 | 01022607 | 2 | EA | MECH | LINK, CHAIN, CONNECTING, #100, 1-1/4"PITCH, DIAMOND CHAIN, 100 COTCL
3020050997 | ACTIVE | 01022607 | 01022607 | 9 | EA | MECH | LINK, CHAIN, CONNECTING/HEAVY, #80H, 1"PITCH, REXNORD, 80HCOTCL
3020051342 | ACTIVE | 01022607 | 01022607 | 4 | EA | MECH | LINK, CHAIN, CONNECTING, #40, 1/2"PITCH, REXNORD, 40
3020052605 | ACTIVE | 01022607 | 01022607 | 6 | EA | MECH | LINK, CHAIN, CONNECTING, #41, 1/2"PITCH, REXNORD, 41
3020053082 | ACTIVE | 33333333 | 01022607 | 2 | EA | MECH | LINK, CHAIN, CONNECTING, #35, 3/8"PITCH, REXNORD, 35
3020053405 | ACTIVE | 01022608 | 01022608 | 4 | EA | MECH | GEAR, WORM 3575, #33, 26 TEETH, COPES-VULCAN, CV332423-1129, WU:D-P SOOTBLOWER MDL IK-525B & IK-545B, U-3&4
4810122442 | ACTIVE | 01022608 | 01022608 | 1 | EA | MECH | DISC, VALVE, FLEX, DIAMOND POWER, 309785-1129; WU: D-P BLOWER
3020056077 | ACTIVE | 01022608 | 01022608 | 1 | EA | MECH | GEAR, BEVEL, DIAMOND POWER, 323434-1125, WU: U-3&4, D-P SOOTBLWR MDL IK-525B & IK-545B,
3020053306 | ACTIVE | 01022608 | 01022608 | 7 | EA | MECH | GEAR, DRIVE, CARRIAGE, DIAMOND POWER, 324188-1121, WU:D-P SOOTBLOWER MDL IK-525B & IK-545B, U-3&4
3020056093 | ACTIVE | 01022608 | 01022608 | 5 | EA | MECH | SPACER,WORM SHFT,COPES-VULCAN,CV332198-1122,WU:D-P SOOTBLOWER MDL IK-525B & IK-545B, U-3&4
4140000474 | ACTIVE | 01022609 | 01022609 | 6 | EA | MECH | ROLLER, CARRIAGE, DIAMOND POWER, 324129-1123
4730125616 | ACTIVE | 01022609 | 01022609 | 16 | EA | MECH | BUSHING, PACKING, BRASS, NON-ASB, 2-3/8", DIAMOND POWER, 316893-1123, WU:SOOTBLOWER
5307151265 | ACTIVE | 01022609 | 01022609 | 6 | EA | MECH | STUD, TRIP BAR, DIAMOND POWER, 323443-3021, WU:D-P SOOT BLWR ELEC MOTOR DRIVE MDL IK-525B & IK-545B, U-3&4
4140000748 | ACTIVE | 01022609 | 01022609 | 9 | EA | MECH | ROLLER, GUIDE, ITEM 5, DIAMOND POWER, 316944-1122, WU:DIAMOND POWER SOOTBLOWER MODEL IK-525B & 545B, U-3&4
5330199067 | ACTIVE | 01022609 | 01022609 | 6 | EA | MECH | GASKET, FLANGE/HUB, 3-1/2"ID X 4-1/8"OD X .020 THK, NON-ASBESTOS, DIAMOND POWER INTERNATIONAL, 305656-0117
0100005851 | ACTIVE | 01022610 | 01022610 | 2 | EA | MECH | ROLLER, GUIDE, FRONT SUPPORT, 3-1/2 LA, DIAMOND POWER, 53A007350F, WU:INSIDE 545B SOOT BLOWER
4140000482 | ACTIVE | 01022610 | 01022610 | 5 | EA | MECH | ROLLER, GUIDE, BAR, DIAMOND POWER, 315629-1027, WU:DIAMOND POWER SOOT BLOWER MODEL IR-3, UNITS 3 & 4
5330198077 | ACTIVE | 01022610 | 01022610 | 9 | EA | MECH | RETAINER, VALVE, DIAMOND POWER, 301808-0113
3110067190 | ACTIVE | 01022611 | 01022611 | 4 | EA | MECH | BEARING, GRAPHALLOY, GOULDS PUMPS INC., 80326-1, WU: GOULD DEMIN SUMP PUMP MOD 317
5930234330 | ACTIVE | 01022612 | 01022612 | 1 | EA | ELEC/INS | SWITCH, UNIT, ASCO, SC22C, WU:BOTTOM ASH & CLEAN-UP SUMP, U-3&4
5930234058 | ACTIVE | 01022612 | 01022612 | 1 | EA | ELEC/INS | SWITCH, PRESSURE, OEM, ASCO, SC10D/TH10A11
0100005244 | ACTIVE | 01022612 | 01022612 | 1 | EA | ELEC/INS | SWITCH, FLOAT, WITH HIGH/LOW ALARM, HIGH TEMP, APG SENSORS, KA-M1C-K, WU:1-4 BOTTOM ASH SEAL TROUGH
5330198861 | ACTIVE | 01022614 | 01022614 | 2 | EA | MECH | GASKET, SPIRAL WOUND, 12", 400#, 316 SS/CERAMIC, NON-ASBESTOS, THE ANCHOR PACKING CO, BY DESCRP
5330199042 | ACTIVE | 01022614 | 01022614 | 2 | EA | MECH | GASKET, SPIRAL WOUND, 10", 400#, 316 SS/CERAMIC, NON-ASBESTOS, THE ANCHOR PACKING CO, BY DESCRP
4820126177 | ACTIVE | 01022619 | 01022619 | 1 | EA | MECH | VALVE, GATE, RISING STEM, 2-1/2", BRZ BODY, THRD, 200# SWP/400# WOG, NON-ASB, CRANE COMPANY, 424
4810130353 | ACTIVE | 01022619 | 01022619 | 1 | EA | MECH | VALVE, BUTTERFLY, 8", HI TEMP BODY & DISC, 500 DEG, NON-ASB, FOSTER WHEELER CORP., MK8775
4820123380 | ACTIVE | 01022619 | 01022619 | 3 | EA | MECH | VALVE, BUTTERFLY, 2", CI BODY, THD, STL DISC, NON-ASB, MOSSER DAMPER DIV. OF, AT-2
6685363043 | ACTIVE | 01022622 | 01022622 | 1 | EA | ELEC/INS | GAUGE, PRESSURE, 6", 1/4"MNPT, 316 SS, AL, BTM, 0-3000 PSI, WEKSLER INSTRUMENTS, AA464PT4LW
6685365295 | ACTIVE | 01022622 | 01022622 | 2 | EA | ELEC/INS | GAUGE, PRESSURE, 6"FACE, 1/2"NPT, BTM, 10PSI INCREMENTS, 0-3000PSI, ANY MFG, BY DESCRP
6685359561 | ACTIVE | 01022622 | 01022622 | 2 | EA | ELEC/INS | GAUGE, PRESSURE, GLYCERINE FILLED, 4-1/2", 1/4", BACK, 0-3000 PSIG, METER VALVE & FITTING, PT45P1C4P32G
6685362482 | ACTIVE | 01022622 | 01022622 | 2 | EA | ELEC/INS | GAUGE, PRESSURE, OIL FILLED, 4-1/2"FACE, 1/2"NPT, BTM, 0-300PSIG, MCDANIEL CNTRL, MPB/SCG, WU:INSTRUMENT GAUGES, SO2 PLANT UNIT 4
6685359421 | ACTIVE | 01022622 | 01022622 | 4 | EA | ELEC/INS | GAUGE, PRESSURE, VAC, 4-1/2", 1/4"NPT, BTM, 0-30"HG, REOTEMP, PT45P1A4P01-D-P
0100005829 | ACTIVE | 01022622 | 01022622 | 3 | EA | ELEC/INS | GAUGE, PRESSURE, DIFFERENTIAL PRESSURE, 4" DIAL SZ, DIE CAST ALMN, 1/8" NPT, 0-15" H2O, DWYER, 6685-01-106-2715, WU:BAGHOUSE
6240314127 | ACTIVE | 01022624 | 01022624 | 10 | EA | ELEC/INS | LAMP, INCANDESCENT, EXTENDED SVC, 300 W, 125-130 V, MOGUL, PS-35, INSIDE FROSTED, 5190 LM, 2500 HR, GE CO., 300/99IF
6110296248 | ACTIVE | 01022706 | 01022706 | 2 | EA | ELEC/INS | HEATER, OVERLOAD, THERMAL RELAY, GOULD, G30T37, WU:ITE GOULDS MCC, SIZES 1-5, U-3,
6110294276 | ACTIVE | 01022706 | 01022706 | 3 | EA | ELEC/INS | HEATER, OVERLOAD, ABB POWER T&D CO., H-82
5920232591 | ACTIVE | 01022708 | 01022708 | 1 | EA | ELEC/INS | FUSE, CURRENT LIMITING, EJO-1,23 KV, 0.5 E, 25K, C, GENERAL ELECTRIC, 9F60DNJ905
5330202317 | ACTIVE | 33333333 | 01022708 | 2 | ST | MECH | PACKING, BREECH CONTROL, (2 PCS=1 SET),NON-ASB, CONTROL COMPONENTS, INC., 719010A10
5950250117 | ACTIVE | 99999999 | 01022712 | 1 | EA | ELEC/INS | COIL,MAG,GENERAL ELECTRIC CO,6275081G18,WU 001 GE FIELD BREAKER AKF-2-25 (GEF 41
5930236251 | ACTIVE | 01022717 | 01022717 | 2 | EA | ELEC/INS | SWITCH, PRESSURE, DIFFERENTIAL/DUAL CNTRL, 2-11"WC, F.W. DWYER, 1627-10
6685362110 | ACTIVE | 01022717 | 01022717 | 2 | EA | ELEC/INS | GAUGE, PRESSURE, PHOTOHELIC PRESS SWITCH, 0-20" H2O, F. W. DWYER, MOD 3020, WU:INSTRUMENTATION, DWYER CONTROLS
6685360304 | ACTIVE | 01022717 | 01022717 | 4 | EA | ELEC/INS | GAUGE, PRESSURE, MAGNEHELIC/DIFFERENTIAL, SERIES 2000, 5-0-5" H2O, F. W. DWYER, 2310, WU:SO2 PLANT, UNIT 4
5930232029 | ACTIVE | 01022717 | 01022717 | 1 | EA | ELEC/INS | SWITCH, PRESSURE, DIFFERENTIAL, 120/125/250/480 V, 15 A, 1/8"NPT, DIE CAST AL HSNG, 3 NO 3 NC, 1.50-5"H2O, SPDT, 0-25 PSI, F. W. DWYER, 1823-5
3110057720 | ACTIVE | 33333333 | 01022802 | 1 | EA | MECH | BEARING, ROLLER, SPHERICAL, 4.3307"ID, 7.8740"OD, 2.0866"W, STRAIGHT BORE, SKF 22222 CCJ/C3/W33
0100002882 | ACTIVE | 01022802 | 01022802 | 2 | EA | MECH | PUMP, DIAPHRAGM, AIR DIMENSIONS, B121-FP-AA1, WU:CEM, ALL UNITS
0100002879 | ACTIVE | 33333333 | 01022802 | 1 | EA | ELEC/INS | VALVE, SOLENOID, 2-WAY/NC, 1/4", FNPT, 24VDC, NON-ASB, AZTECH CONTROLS, 8262G007, WU: CEM ALL UNITS
0100002861 | ACTIVE | 01022802 | 01022802 | 2 | EA | ELEC/INS | RELAY, SOLID STATE, 4-28 DC, 24-300 AC V, 25 AMP OUT, OMEGA ENTERPRISES, SSR330DC25, WU: CEM U-1, 2, 3, 4
5999280943 | ACTIVE | 99999999 | 01022803 | 1 | EA | ELEC/INS | PROBE,TILT SW,W/2 SHCKLS/6 FT CBL,RAMSEY TECHNOLOGY,21-39-15-FM
0100000876 | ACTIVE | 33333333 | 01022809 | 2 | EA | ELEC/INS | WINDOW, CELL FUSED SILICA, 922 ANALYZER, AMETEK PROCESS INSTRUMENT, 300.0281, CEM
9340000380 | ACTIVE | 01022809 | 01022809 | 6 | EA | ELEC/INS | WINDOW, (CEM), CELL, 1/4"W, 1"L, WESTERN RESEARCH, 300.4114, WU:CONTINUOUS EMISSIONS MONITORING, SO2 ANALYZER, U-1,2,3 4
5365214377 | ACTIVE | 33333333 | 01022811 | 2 | EA | MECH | SLEEVE,RING,GENERAL ELECTRIC COMPANY,106A9169P0004
5365212181 | ACTIVE | 99999999 | 01022811 | 1 | EA | MECH | RING, SHFT/MAIN PUMP, GENERAL ELECTRIC CO., 106A916P0004, (RING & SLEEVE)
5365212488 | ACTIVE | 99999999 | 01022811 | 1 | EA | MECH | SLEEVE,RING,GENERAL ELECTRIC COMPANY,0856A517P0001
5330170530 | ACTIVE | 01022812 | 01022812 | 1 | EA | MECH | SEAL, MECHANICAL, PUMP, ANCHOR PACKING CO., BY DESCRP, WU:DUNHAM BUSH HORIZ CENT PMP
0100005208 | ACTIVE | 01022813 | 01022813 | 4 | EA | MECH | GEAR, SPUR, 4" HELIX, 59 TEETH, DIAMOND POWER, 53A008-350C, WU:DIA PWR IK700 SOOT BLOWER GEAR BXS
0100005571 | ACTIVE | 01022813 | 01022813 | 5 | EA | ELEC/INS | CABLE, ELECTRICAL, 14 AWG, 4 COND, 600 V, 34' L W/CONNECTORS ON END, DIAMOND POWER, 8495180248, WU:UNIT 4, IK-700
5950247865 | ACTIVE | 99999999 | 01022813 | 1 | EA | ELEC/INS | TRANSFORMER, SWITCHGEAR, 5 KVA, GENERAL ELECTRIC CO., JKS3CT-671X28
0100005207 | ACTIVE | 01022813 | 01022813 | 4 | EA | MECH | GEAR, PINION, 20, DIAMOND POWER, 3234351124, WU:DIAMOND POWER IK700 SOOT BLWR GEAR BXS
5365215333 | ACTIVE | 33333333 | 01022903 | 2 | ST | MECH | SHIM, BEARING, ALLIS CHALMERS CORP., 16-132-541-801
6210001738 | ACTIVE | 01022906 | 01022906 | 3 | EA | ELEC/INS | LENS, CAP, IND LMP, 7/8"ID, 1"OD, 1-1/4"L, PLAST, RED, GENERAL ELECTRIC LARGE LA, CR2940U200H
6210001720 | ACTIVE | 01022906 | 01022906 | 2 | EA | ELEC/INS | LENS, CAP, LGT/INDICATING, GREEN, GENERAL ELECTRIC CO., BY DESCRIPTION
4810134488 | ACTIVE | 33333333 | 01022912 | 1 | EA | MECH | BUSHING, YOKE, PNM MACHINE SHOP SJS-M529, ROCKWELL 414494, WU: VALVE 6", FIG 3916Y, 4416(WC9)Y, U-3&4
4810133027 | ACTIVE | 33333333 | 01022912 | 1 | EA | MECH | BONNET, VALVE, 6", ROCKWELL INTER, 405751, WU: ROCKWELL EDWARDS VLV U-3&4
4320082433 | ACTIVE | 01022913 | 01022913 | 3 | EA | MECH | O-RING, OEM ITEM #408-A, MILTON ROY CO, 408-0095-171
5330188011 | ACTIVE | 33333333 | 01022913 | 1 | EA | MECH | O-RING, 452, 11-1/2"ID X 1/4", BUNA-N, ALLIS CHALMERS, 16-235-921-00-004
5330188946 | ACTIVE | 01022913 | 01022913 | 21 | EA | MECH | O-RING, 448, 9-1/2"ID X 1/4, BUNA-N, UCC, 40636-166, DUP OF CAT ID 5330228882
5330204701 | ACTIVE | 01022913 | 01022913 | 15 | EA | MECH | O-RING, 115, 11/16"ID X 3/32, BUNA-N, CHICAGO RAWHIDE, BY DESCRP
6240316601 | ACTIVE | 01022917 | 01022917 | 1 | EA | ELEC/INS | LAMP, EMERGENCY FLOOD, 25 W, 12 V, PAR-36, LIGHTALARMS ELECTRONICS CO., ELF-645
4810120602 | ACTIVE | 33333333 | 01022919 | 4 | EA | ELEC/INS | VALVE, SOLENOID, 4-WAY, 3/8", 115/120 V, 4 W, DUAL COIL, 60 HZ, NON-ASB, BELLOWS INTERNATIONAL, L6853910253
6680343842 | ACTIVE | 01022920 | 01022920 | 2 | EA | ELEC/INS | GAUGE, PRESSURE, GLYCERINE FILLED, 4-1/2"FACE, 1/2"NPT, BTM, 0-200PSI, REOTEMP, PT45P1A2P20-G
6685360403 | ACTIVE | 01022920 | 01022920 | 4 | EA | ELEC/INS | GAUGE, PRESSURE, 4-1/2", 1/4"MNPT, STNLESS STL, BTM, 0-200 PSI, REOTEMP, PT45P1A4P20-D
6685359611 | ACTIVE | 01022923 | 01022923 | 1 | EA | ELEC/INS | GAUGE, PRESSURE, COMPND, 4-1/2", 1/4"NPT, BTM, 10-0-10"H2O, DRESSER INDUST VALVE, 45-1188A-02L-10-0-10" H2O, WU: UNIT 4, INSTRUMENTATION
6685369859 | ACTIVE | 01022923 | 01022923 | 3 | EA | ELEC/INS | GAUGE, PRESSURE, RCVR, 6", 1/4"NPT, 3-15 PSIG, 3 D INSTRUMENT INC, 25575-21B21CPB,FRONT FLANGED, BLACK CASE
4320087804 | ACTIVE | 33333333 | 01023011 | 3 | EA | MECH | RING, SEALING, NON-ASB, ALLIS-CHALMERS, 16-140-877-009
5330171728 | ACTIVE | 33333333 | 01023011 | 4 | EA | MECH | RING, SEALING, ALLIS CHALMERS, 16-140-876-008, WU:A-C VACUUM PUMP, SIZE 2717ES, S/N 4010-18992-1-2-3-4 & 4010-18993-1-2-3-4, U-3
4820127688 | ACTIVE | 01023014 | 01023014 | 2 | EA | MECH | VALVE, GATE, HYDRANT, 2-1/2" NST, INLET & OUTLET, THRD, 7-1/2 TPI, NON-ASB, POWHATAN BRASS, 05116, WU:FIRE HYDRANT, PLANT WIDE
4210000016 | ACTIVE | 01023014 | 01023014 | 8 | EA | MECH | NOZZLE, SPRAY/WASHDOWN, NPSH, 1-1/2", 1/2"ID, BRS, THDED, POWHATAN BRASS, 03-107 1-1/2" OR GIACOMINI A7AY002
4210000156 | ACTIVE | 01023014 | 01023014 | 2 | EA | MECH | NOZZLE, FIRE HOSE, 2-1/2", 12"L, BRS, NST, W/ 1" TIP, POWHATAN BRASS, 03-107 2-1/2"
4210000768 | ACTIVE | 01023014 | 01023014 | 8 | EA | MECH | ADAPTER, PIPE, HOSE/FIRE, BRASS, 1-1/2" FNPT X MNST, POWHATAN BRASS, BROEQ 712
4210000784 | ACTIVE | 01023014 | 01023014 | 4 | EA | MECH | ADAPTER, PIPE, HOSE/FIRE, BRASS, 1-1/2" FNST X MNPT, POWHATAN BRASS, BROEQ 713
5315155621 | ACTIVE | 99999999 | 01023015 | 10 | EA | MECH | PIN, CLEVIS, 3/8"DIA X 2-9/16"L, AMERICAN FOUNDRY & MFG. C,21P
4030000634 | ACTIVE | 01023015 | 01023015 | 44 | EA | MECH | PIN, STRAIGHT, CHAIN, STOCK EQUIPMENT COMPANY, 1-W2515
5315156199 | ACTIVE | 01023015 | 01023015 | 40 | EA | MECH | PIN, YOKE, UCC, 40480-3
0100003410 | ACTIVE | 01023015 | 01023015 | 8 | EA | MECH | PIN, HEAD, CHAIN, STOCK EQUIP, V377657.B01, USE W/CAT ID 4030000626
5315159532 | ACTIVE | 01023015 | 01023015 | 30 | EA | MECH | PIN, MUSHROOM CAP, 1/2"DIA, 1-3/4"L, UCC, 404331-12
5365211639 | ACTIVE | 01023103 | 01023103 | 2 | ST | MECH | SHIM, SET, HSNG, 7, (1)SLVR/RED; (1)SLVR/BLUE; (1) SLVR/GRN; (1) BRWN; (1)SLVR; (1)PINK; (1) ORNG, GARDNER-DENVER CO., 8502890
4810120552 | ACTIVE | 01023104 | 01023104 | 2 | EA | MECH | DIAPHRAGM, VALVE, 6"OD, TEFLON, THE DURIRON CO. INC., BY DESCRP
5330191247 | ACTIVE | 33333333 | 01023110 | 5 | ST | MECH | PACKING, VALVE, STEAM, CHECK, 1-5/8"ID X 2-1/2"OD, (11 RINGS=1 SET), NON-ASB, KETEMA, INC., 12-20"
5310155162 | ACTIVE | 99999999 | 01023111 | 6 | EA | MECH | WASHER, OEM, GE, 101A294AE-2-12-C05, WU:GE BFP TURBINE U-3&4
7920000648 | ACTIVE | 01023112 | 01023112 | 24 | EA | ELEC/INS | BRUSH, ELECTRICAL, COLLECTOR RNG, CARBON, 1-1/4"L, 1"W, 1/4"THK, INDUSTRIAL ELECT REEL INC, R75-4-1500, WU: TRIPPER 5B CAR POWER PICKUP K076
5330211904 | ACTIVE | 01023113 | 01023113 | 1 | EA | MECH | O-RING, 445, ID, 1/4, VITON, GENERAL ELECTRIC COMPANY, 9443135AB-8-20-C01
5330215186 | ACTIVE | 01023113 | 01023113 | 6 | EA | MECH | O-RING, 446, 8-1/2"ID X 1/4", VITON, GE, 9443135AA-73-10-B27
5330205450 | ACTIVE | 99999999 | 01023113 | 17 | EA | MECH | O-RING, 132, 1-3/4"ID X 3/32", NATIONAL OIL SEAL DIV OF, 2-132
6685360445 | ACTIVE | 01023119 | 01023119 | 3 | EA | ELEC/INS | GAUGE, PRESSURE, FIELD, 4-1/2", 1/4"MNPT, BTM, 0-30 PSI, MCDANIEL CONTROL, MPB-S
6685361641 | ACTIVE | 01023119 | 01023119 | 2 | EA | ELEC/INS | GAUGE, PRESSURE, 4-1/2"FACE, 1/4"MNPT, SS, BTM, 30"HG/0-30 PSI, REOTEMP, PT45P1A4P03-D-T
4820118992 | ACTIVE | 01023120 | 01023120 | 2 | EA | MECH | VALVE, GLOBE, UNIVALVE, 1", A182F22 BODY, SCKTWLD, CLASS 2680, NON-ASB, ASME/ANSI B16.34 LTD, ROCKWELL INTRNL, FIG D66124F22
6685370295 | ACTIVE | 01023205 | 01023205 | 4 | EA | ELEC/INS | GAUGE, PRESSURE, SLCN FILLED, 2-1/2", 1/4"MNPT, 316 STNLESS STL, LOW BACK, 0-30 PSIG, REOTEMP, PR25S1D4P16-S-P
6685370246 | ACTIVE | 01023205 | 01023205 | 1 | EA | ELEC/INS | GAUGE, PRESSURE, SILICONE FILLED, 2-1/2", 1/4"MNPT, BTM, 0-100 PSIG, PACIFIC SCIENTIFIC, G125ASS11S, WU: PALL TRINITY AIR DRYERS
6685370261 | ACTIVE | 01023205 | 01023205 | 2 | EA | ELEC/INS | GAUGE, PRESSURE, SLCN FILLED, 2-1/2", 1/4"MNPT, BTM, 0-60 PSIG, REOTEMP, PR25S1A4P17-G, WU:PALL TRINITY AIR DRYERS
6685370287 | ACTIVE | 01023205 | 01023205 | 5 | EA | ELEC/INS | GAUGE, PRESSURE, OIL FILLED, 2-1/2", 1/4"MNPT, 316 STNLESS STL, BTM, 0-30 PSIG, REOTEMP, PR25S1A4P16-G
6680344923 | ACTIVE | 01023205 | 01023205 | 4 | EA | ELEC/INS | GAUGE, PRESSURE, GLYCERINE FILLED, 2-1/2", 1/4"NPT, STNLESS STL, BTM, 0-300 PSI, REOTEMP, PR25S1A4P21-G
6685370279 | ACTIVE | 01023205 | 01023205 | 1 | EA | ELEC/INS | GAUGE, PRESSURE, SLCN FILLED, 2-1/2", 1/4"MNPT, LOW BACK, 0-60 PSIG, REOTEMP, PM25C1C4P17-S-P.
5360198674 | ACTIVE | 99999999 | 01023206 | 18 | EA | MECH | SPRING, GENERAL ELECTRIC COMPANY, U695E005N0981
2825004795 | ACTIVE | 33333333 | 01023210 | 2 | EA | MECH | TEETH, N/A, GENERAL ELECTRIC COMPANY, U316D021T0011, WU:GE TURB 170X763/764, 950K, OIL DEFLECTOR, GEN BRNG 1&2, INNER, U3&4
2825004787 | ACTIVE | 33333333 | 01023210 | 1 | EA | MECH | TEETH, N/A, GENERAL ELECTRIC, U316D021T0009, WU:GE TURB 170X76O/764, 950S, OIL DEFLECTOR, GEN BRNG 1, OUTER, U-3&4
4320083902 | ACTIVE | 01023211 | 01023211 | 6 | EA | MECH | COUPLING, DRIVE, BORE #1 2-11/16", PNM MACHINE SHOP, BY DESCRP, WORTHINGTON, 622596-02, WU: WORTHINGTON RIVER PUMP
4730131481 | ACTIVE | 33333333 | 01023211 | 5 | EA | MECH | COUPLING, DRIVE, SHFT/TOP LINE, WORTHINGTON PUMPS, CPL-12273-00, WU:WORTHINGTON MODEL 12H135-3
6680343818 | ACTIVE | 01023215 | 01023215 | 1 | EA | ELEC/INS | GAUGE, PRESSURE, DIFFERENTIAL, 4-1/2", 1/4"MNPT, PHOSPHOR BRONZE, BTM, 100-0-100 PSI, WEKSLER INSTRUMENTS, BC14-P
6685361278 | ACTIVE | 01023215 | 01023215 | 1 | EA | ELEC/INS | GAUGE, PRESSURE, 4-1/2", 1/4"MNPT, STNLESS STL, POLYPROPYLENE, BTM, 0-100 PSI, MARSH INST. CO, P-5148, WU: PLANT WIDE
6685365584 | ACTIVE | 01023215 | 01023215 | 2 | EA | ELEC/INS | GAUGE, PRESSURE, 3-1/2", 1/4"NPT, BACK, 0-100 PSI, REOTEMP, PR35S1C4P18
6685362599 | ACTIVE | 01023215 | 01023215 | 3 | EA | ELEC/INS | GAUGE, PRESSURE, GLYCERINE FILLED, 2-1/2", 1/4"NPT, 316 SS, BACK, 0-100 PSIG, REOTEMP, PM251C14P18-G-P
0100000034 | ACTIVE | 33333333 | 01023217 | 2 | EA | ELEC/INS | RELAY, TIME DELAY, PROGRAMABLE; OFF RELAY, OMRON ELECTRONICS, H3CA-A-120AC
6685361815 | ACTIVE | 01023217 | 01023217 | 1 | EA | ELEC/INS | GAUGE, PRESSURE, VAC, 4-1/2", 1/4"MNPT, STNLESS STL, BTM, 0-30"HG, MARSH INSTRUMENT CO, P5105
6685361625 | ACTIVE | 01023217 | 01023217 | 1 | EA | ELEC/INS | GAUGE, PRESSURE, MAGNEHELIC/DIFFERENTIAL, 0-10"H2O, F. W. DWYER, 2010
6685359470 | ACTIVE | 01023217 | 01023217 | 4 | EA | ELEC/INS | GAUGE, PRESSURE, MAGNEHELIC/DIFFERENTIAL, 0-1"H2O, ANY MANUFACTURER, BY DESCRIPTION
4820124271 | ACTIVE | 33333333 | 01023219 | 2 | EA | MECH | VALVE, GLOBE, 2", BRZ BODY, THD, 200 PSI, NON-ASB, CRANE CO., 212P
5310161152 | ACTIVE | 01023221 | 01023221 | 24 | EA | MECH | NUT, OEM, GENERAL ELECTRIC, U613X000P0210
5310161145 | ACTIVE | 01023221 | 01023221 | 29 | EA | MECH | WASHER, OEM, GE, 234A6320P0005
5305154618 | ACTIVE | 99999999 | 01023222 | 6 | EA | MECH | SCREW, CAP, 1" X 4", HEX, STL, 8 TPI, GRD 8, WU:GE BOILER FEED PUMP TURBINES, CASING EXHAUST, U-3&4
6240314457 | ACTIVE | 33333333 | 01023224 | 61 | EA | ELEC/INS | LAMP, MERC VAPOR, HID, 160 W, 120 V, MED BASE, ED-23 1/2, DELUXE WH, 2800 LM, 12000 HR, ASTRALUX, 160SB
4730115104 | ACTIVE | 01023302 | 01023302 | 3 | EA | MECH | INSERT, PIPE, REDUCING, 1" X 1/2" NPS, SA182F316L, 3000 LB, SOCKET WELD, ANY MFG, BY DESCRP
4730103738 | ACTIVE | 01023302 | 01023302 | 12 | EA | MECH | INSERT, PIPE, REDU, 3/4" X 1/2" NPS, SA182F316L, 3000 LB, SOCKET WELD, ANY MFG, BY DESCRP
4730113513 | ACTIVE | 01023302 | 01023302 | 1 | EA | MECH | INSERT, PIPE, REDU, 1" X 3/4" NPS, SA182F316L, 3000 LB, SOCKET WELD, ANY MFG, BY DESCRP
4730117175 | ACTIVE | 01023302 | 01023302 | 1 | EA | MECH | INSERT, PIPE, REDU, 3/4" X 3/8" NPS, SA182F316L, 3000 LB, SCKTWELD, ANY MFG, BY DESCRP
4730108075 | ACTIVE | 01023302 | 01023302 | 1 | EA | MECH | INSERT, PIPE, REDU, 1/2" X 1/4" NPS, SA182F316L, 3000 LB, SOCKET WELD, ANY MFG, BY DESCRP
4730105402 | ACTIVE | 01023303 | 01023303 | 4 | EA | MECH | INSERT, PIPE, REDU, 1-1/4" X 3/4" NPS, SA182F316L, 3000 LB, SOCKET WELD, ANY MFG, BY DESCRP
4710100803 | ACTIVE | 01023306 | 01023306 | 2 | EA | MECH | TUBE, FEED, ITEM 1, DIAMOND POWER 315670-1025
0100004821 | ACTIVE | 01023306 | 01023306 | 2 | EA | MECH | SEAL, RING, DIAMOND POWER, 53A009-350X, WU:U3&4 IR'S
4140001019 | ACTIVE | 01023306 | 01023306 | 8 | EA | MECH | GEAR, PINION, DRIVE, DIAMOND POWER, 339302-1120, WU: U3&4 SOOTBLWR
6625001430 | ACTIVE | 01023307 | 01023307 | 1 | EA | ELEC/INS | PROBE,PROX,BENTLY NEVADA,3000402121802
5340189132 | ACTIVE | 01023314 | 01023314 | 161 | EA | MECH | CLAMP,HOSE, WORM GEAR,#72,3"- 4-1/2",PARKER-HANNIFIN HOSE PROD,5072,WU WESTERN PRECIPITATION ELECTROSTATIC PRECIPITATOR RAPPER
5340189140 | ACTIVE | 01023314 | 01023314 | 2 | EA | MECH | CLAMP,HOSE, WORM GEAR,#40,2"- 2-1/2",DIXON VALVE AND COUPLING,HS40,WU WESTERN PRECIPITATION ELECTROSTATIC PRECIPITATOR RAPPER
5307152412 | ACTIVE | 99999999 | 01023321 | 2 | EA | MECH | STUD, TURBINE, THROUGH, GENERAL ELECTRIC, U605P116L1025
5307152404 | ACTIVE | 99999999 | 01023321 | 2 | EA | MECH | STUD, TURBINE, THROUGH, GENERAL ELECTRIC, U605P112L0775
0100000066 | ACTIVE | 01023324 | 01023324 | 4 | EA | ELEC/INS | LAMP, HPS, HID, 150 W, 55 V, LU150/55/PLUS/ECO, E39 MOGUL, ET-23.5, CLEAR, 16000 LM, 40000 HR, SYLVANIA, 67494, (REPLACES CAT# 6240314739)
4810137036 | ACTIVE | 99999999 | 01023403 | 1 | EA | MECH | VALVE, BLOW DOWN BYPASS, OEM, NON-ASB, GENERAL ELECTRIC CO, 0241A930P0001
4810137010 | ACTIVE | 33333333 | 01023403 | 1 | EA | MECH | CAP, BLOW DOWN VALVE, GENERAL ELECTRIC CO, 0241A929P0001, WU: TURBINE BYPASS VALVES, UNITS 1, 3 & 4
5365218170 | ACTIVE | 99999999 | 01023403 | 1 | EA | MECH | SPACER,VALVE,GENERAL ELECTRIC CO,163A8632P0001
5315161132 | ACTIVE | 01023403 | 01023403 | 1 | EA | MECH | PIN, VENTILATOR VALVE, GENERAL ELECTRIC CO, 0127Y792P0001
5315161140 | ACTIVE | 01023403 | 01023403 | 1 | EA | MECH | PIN, VENTILATOR VALVE, GENERAL ELECTRIC CO, 163A8157P0002
5360202690 | ACTIVE | 01023406 | 01023406 | 2 | EA | MECH | SPRING, GENERAL ELECTRIC COMPANY, 101A141HB-1-31-B40
5930236129 | ACTIVE | 01023413 | 01023413 | 1 | EA | ELEC/INS | SWITCH, PRESSURE, VAC, 60 PSI PROOF PRES, 0.40-18 PSI, IMO INDUSTRIES INC., D2H-M18SS
5930231534 | ACTIVE | 01023414 | 01023414 | 1 | EA | ELEC/INS | SWITCH, PRESSURE, DIFFERENTIAL, 1500 MAX PRES, 8-30 PSID, STATIC"O"RING PRESSURE SW, 14RB-K2-N4-F1A
6685359520 | ACTIVE | 33333333 | 01023424 | 1 | EA | ELEC/INS | GAUGE, PRESSURE, TEST, 6", 1/4"NPT, BTM, 0-30 PSI, 3 D, 25545-21B12, FRONT FLANGED, GREEN CASE
6685367556 | ACTIVE | 01023424 | 01023424 | 1 | EA | ELEC/INS | GAUGE, PRESSURE, 6", 1/4"NPT, BTM, 0-3000 PSI, 3 D INSTRUMENT INC, 25545-33B13, FRONT FLANGED, RED CASE
4730107556 | ACTIVE | 01023502 | 01023502 | 6 | EA | MECH | NIPPLE, PIPE, FORGED STEEL, 1-1/4" X 6", THDED NPT, SCH 80, SA106B, ANY MFG BY DESCRP
4730115609 | ACTIVE | 01023502 | 01023502 | 9 | EA | MECH | NIPPLE, PIPE, FORGED STEEL, 1-1/4" X 4", THDED NPT, SCH 80, SA106B, ANY MFG BY DESCRP
4730103589 | ACTIVE | 01023502 | 01023502 | 12 | EA | MECH | NIPPLE, PIPE, FORGED STEEL, 1-1/4" X 3" THDED NPT, SCH 80, SA106B, ANY MFG BY DESCRP
4730115286 | ACTIVE | 01023502 | 01023502 | 8 | EA | MECH | NIPPLE, PIPE, FORGED STEEL, 1-1/4" X 2", THDED NPT, SCH 80, SA106B, ANY MFG BY DESCRP
4730117159 | ACTIVE | 01023502 | 01023502 | 14 | EA | MECH | NIPPLE, PIPE, 1-1/4" X CLOSE, THDED NPT, SCH 80, SA106B, CS, ANY MFG BY DESCRP
5999287302 | ACTIVE | 01023503 | 01023503 | 2 | EA | ELEC/INS | MODULE,WEIGH ASSY/RIGHT/LEFT HAND (INTERCHANGEABLE),STOCK EQUIP,V379217.B06,WU:STOCKFEEDERS, U-1,2,3,4
4730122910 | ACTIVE | 01023504 | 01023504 | 1 | EA | MECH | NIPPLE, PIPE, SWAGED, CARBON STEEL, 4" X 1", THDED NPT, SCH 80, SA234WPBN SMLS, ANY MFG BY DESCRP
4730122928 | ACTIVE | 01023504 | 01023504 | 2 | EA | MECH | NIPPLE, PIPE, SWAGED, FORGED STEEL, 4" X 2", THDED NPT, SCH 80, SA234WPBN SEAMLESS, ANY MFG BY DESCRP
4730122886 | ACTIVE | 01023504 | 01023504 | 3 | EA | MECH | NIPPLE, PIPE, SWAGED, 3" X 1", CS, SA234WPBN SEAMLESS, THDED NPT, SCH 80, ANY MFG, BY DESCRP
4730122894 | ACTIVE | 01023504 | 01023504 | 1 | EA | MECH | NIPPLE, PIPE, SWAGED, THDED NPT, SCH 80, 3" X 2", SA234WPBN SEAMLESS, CS, ANY MFG, BY DESCRP
4730122795 | ACTIVE | 01023504 | 01023504 | 2 | EA | MECH | NIPPLE, PIPE, SWAGED,FORGED STEEL, 3/8" X 1/8", THDED NPT, SCH 80, SA234WPBN SMLS, ANY MFG, BY DESCRP
5330195008 | ACTIVE | 01023507 | 01023507 | 3 | EA | MECH | GASKET, HOUSING, BEARING, OUTBOARD, NON-ASBESTOS,ALLIS CHALMERS CORP., 52-107-631-003
5330211482 | ACTIVE | 01023511 | 01023511 | 45 | FT | MECH | SEAL, OIL, MOTOR, 1/2"W X 5'LONG X 1/4"THK, FIRM, WHITE, FELT, ANY MFG, BY DESCRP
4820127464 | ACTIVE | 01023512 | 01023512 | 1 | EA | ELEC/INS | VALVE, SOLENOID, 2-WAY, 3/8", BRS BODY, FNPT, 0-150 PSI, 125 DC V, 1 6.8 W, 5/8", 60 HZ, NON-ASB, ASCO, HCX8210-C-33-06229
4810134447 | ACTIVE | 01023512 | 01023512 | 2 | EA | ELEC/INS | VALVE, SOLENOID, 2-WAY, 1", BRS BODY, FNPT, 5-150 PSI, 110/120 V, 15.4 AC/16.8 DC W, 1" ORIFICE, 50/60 HZ, NON-ASB, ASCO, 8210G14
7920000457 | ACTIVE | 33333333 | 01023513 | 6 | EA | TOOL | BRUSH, CLEANING, TUBE, WIRE, 1"OD W, 0.010", ANY MFG, BY DESCRP, WU: HARDWARE SUPPLIES
7920000366 | ACTIVE | 01023513 | 01023513 | 14 | EA | TOOL | BRUSH, CLEANING, TUBE, 5/8"OD W, WIRE 0.010", MILWAUKEE BRUSH MFG, 20002
7920000036 | ACTIVE | 01023513 | 01023513 | 13 | EA | TOOL | BRUSH, CLEANING, TUBE, WIRE, 3/4"OD W, 0.010", WIELER 21111
7920000143 | ACTIVE | 01023513 | 01023513 | 2 | EA | TOOL | BRUSH, CLEANING, TUBE, 5"L, 7/16"OD W, SS WIRE , 0.005", BRUSH RESEARCH, 83-5437, WU: CLEANING PRECIP TUBES
7920000499 | ACTIVE | 33333333 | 01023513 | 6 | EA | TOOL | BRUSH, CLEANING, HAND GUN/50 CALIBER, BRS, ANY MFG, BY DESCRP, WU:TURBINE LUBE OIL COOLER CLEANER, U-1,2,3,4
7920000309 | ACTIVE | 01023513 | 01023513 | 18 | EA | TOOL | BRUSH, CLEANING, TUBE, WIRE, 1/2"OD W, 0.006", MILWAUKEE BRUSH MFG, 20000, WU: HARDWARE SUPPLIES
7920000218 | ACTIVE | 33333333 | 01023513 | 5 | EA | TOOL | BRUSH, BRISTLE, BRASS, BERGEMANN USA, INC., BP902001-0001
7920000200 | ACTIVE | 01023513 | 01023513 | 8 | EA | TOOL | BRUSH, CLEANING, SHOTGUN/12 GA, BRS, OUTERS LAB CORP., BY DESCRP, WU: CONDENSER TUBE CLEANING
7920000481 | ACTIVE | 01023513 | 01023513 | 8 | EA | TOOL | BRUSH, CLEANING, TUBE, 4-1/2"L, 5/16"OD W, SS, 0.005", BRUSH RESEARCH, 83-S312, WU: LAB SUPPLIES
7920000408 | ACTIVE | 01023513 | 01023513 | 8 | EA | TOOL | BRUSH, CLEANING, SHOTGUN/16 GA, BRS, OUTERS LAB CORP., BY DESCRP, WU: CONDENSER TUBE CLEANING
7920000275 | ACTIVE | 01023513 | 01023513 | 6 | EA | TOOL | BRUSH, CLEANING, SHOTGUN/20 GA, BRS, OUTERS LAB CORP., BY DESCRP, WU: CONDENSER TUBE CLEANING
4330078348 | ACTIVE | 33333333 | 01023518 | 2 | EA | MECH | PUMP, OIL, OVERHAUL KIT, 50 GPM, GENERAL ELECTRIC, 155B2455P0001, WU:GE TRBN 170X763+170X764, SEQ.#89DR, FLUID PMP MIN-OR, 50GPM, U-3&4
6685362284 | ACTIVE | 01023613 | 01023613 | 2 | EA | MECH | REGULATOR, PRESSURE, BACK, 3/4", MNPT, IR/COMPOSN TRIM, 70-140 LB, FISHER CONTROLS CO., 98H-22, WU: H2O REGULATOR FOR H. P. ASH WATER PMP SO2
4820118711 | ACTIVE | 01023614 | 01023614 | 2 | EA | ELEC/INS | REGULATOR, PRESSURE, FISHER CONTROLS CO., 67CSR-206/K
6685368349 | ACTIVE | 01023614 | 01023614 | 1 | EA | ELEC/INS | REGULATOR, PRESSURE, FUEL OIL, 1/4", 416 SS TRIM, 25-75 PSI, 250 PSI, FISHER CONTROLS CO., 98H-6
0100006691 | ACTIVE | 01023614 | 01023614 | 1 | EA | MECH | KIT, REGULATOR VALVE, TYPE 95H, FISHER INSTRUMENT, R95HX000072; WU: 3&4
4810130221 | ACTIVE | 01023614 | 01023614 | 4 | EA | ELEC/INS | REGULATOR, PRESSURE, PNEU, W/CELLULOSE FLTR, 35-100 PSI, FISHER CONTROLS CO., 67CFR-226, USE WITH CAT ID 0100003416
0100003416 | ACTIVE | 01023614 | 01023614 | 4 | KT | ELEC/INS | REGULATOR, KIT, REPAIR, FISHER CONTROLS, R67CFRX0012, USE WITH CAT ID 4810130221
4730113950 | ACTIVE | 01023615 | 01023615 | 3 | EA | MECH | ADAPTER, HOSE, (NOT FOR DRINKING WATER), GARDEN HOSE ,BRASS, 3/4" MHT X 1/2" MNPT, ANY MFG, BY DESCRP GRAINGER # 1P654
4730117332 | ACTIVE | 01023615 | 01023615 | 5 | EA | MECH | ADAPTER, HOSE, MALE, 3/4" FPT X 5/8" MHT, DIXON VALVE & COUPLING, BA 796
5930230817 | ACTIVE | 01023618 | 01023618 | 2 | EA | ELEC/INS | SWITCH, TEMPERATURE, THERMO, 120 V, O'BRIEN CORP, W-662-50, WU:ABSORBER LEVEL TRANSMITTER
4730119007 | ACTIVE | 01023702 | 01023702 | 6 | EA | MECH | NIPPLE, PIPE, SWAGED, CARBON STEEL, 1/2" X 1/4", THDED NPT, SCH 80, SA234WPBN SMLS, ANY MFG BY DESCRP
4730116151 | ACTIVE | 01023702 | 01023702 | 6 | EA | MECH | NIPPLE, PIPE, SWAGED, FORGED STEEL, 1/2" X 1/8", THDED NPT, SCH 80, SA234WPBN SEAMLESS, ANY MFG BY DESCRP
4730102821 | ACTIVE | 01023702 | 01023702 | 6 | EA | MECH | NIPPLE, PIPE, SWAGED, 1" X 1/2", THDED NPT, SCH 80, SA234WPBN SEAMLESS, CS, ANY MFG BY DESCRP
4730117563 | ACTIVE | 01023702 | 01023702 | 10 | EA | MECH | NIPPLE, PIPE, SWAGED, FORGED STEEL, 3/4" X 1/2", THDED NPT, SCH 80, SA234WPBN SEAMLESS, ANY MFG BY DESCRP
4730115740 | ACTIVE | 01023702 | 01023702 | 23 | EA | MECH | NIPPLE, PIPE, SWAGED, CARBON STEEL, 1/4" X 1/8", THDED NPT, SCH 80, SA234WPBN SMLS, ANY MFG BY DESCRP
4730110790 | ACTIVE | 01023702 | 01023702 | 5 | EA | MECH | NIPPLE, PIPE, SWAGED, FORGED STEEL, 1/2" X 3/8" THDED NPT, SCH 80, SA234WPBN SMLS, ANY MFG BY DESCRP
4730109719 | ACTIVE | 01023702 | 01023702 | 6 | EA | MECH | NIPPLE, PIPE, SWAGED, CARBON STEEL, 1/2" THDED NPT X 3/8" SW, SCH 80, SA234WPBN SMLS, ANY MFG BY DESCRP
2930000241 | ACTIVE | 01023703 | 01023703 | 2 | EA | MECH | BLADE, FAN, MOTOR, 8-11/16"D, 1-3/16"BORE, GE, 153B1826G01, WU:GE MOTOR, S/N 5X213BN217A, FRAME 213T
4320091103 | ACTIVE | 01023706 | 01023706 | 1 | EA | MECH | SLEEVE,SHAFT LONG,WARMAN,CH076C26,WU:LIMESTONE, UNDERFLOW TRANSFER,
0000000473 | ACTIVE | 03010715 | 01023706 | 2 | EA | MECH | SLEEVE,SHAFT,LONG,WARMAN,DAM 076C26,WU:BALL MILL PRODUCT PUMP
4320091087 | ACTIVE | 33333333 | 01023706 | 2 | EA | MECH | SLEEVE, SHAFT, C26/LONG, PNM MACH SHOP, BY DESCRP, WARMAN, CAM424MC26, WU: LIMESTONE
4320091079 | ACTIVE | 01023706 | 01023706 | 2 | EA | MECH | SLEEVE, SHAFT, C26, WARMAN, B076E64413, PNM MACH SHOP, SJS-M1071, WU: LIMESTONE, UNDERFLOW TRANSFER & ABSORBER BLOWDOWN PUMPS
0000000331 | ACTIVE | 01023706 | 01023706 | 2 | EA | MECH | IMPELLER, ULTRACHROME 27% CR, WARMAN, B15127BFA05, WU: 3&4 ABS BLOW, PUMP, LIMESTONE, 5V0G BACK VANES FILLED
5330224055 | ACTIVE | 01023712 | 01023712 | 1 | EA | MECH | SEAL, MECHANICAL, PUMP, 7/8"ID X 1-1/8"OD , JOHN CRANE, M19590
5330213041 | ACTIVE | 33333333 | 01023712 | 2 | EA | MECH | SEAL, MECHANICAL, PUMP, LAPMASTER INT'L, BP-1-1
5330201079 | ACTIVE | 01023712 | 01023712 | 1 | EA | MECH | SEAL, MECHANICAL, PUMP, 1-1/4"ID, THE ANCHOR PACKING CO, BY DESCRP
5130000341 | ACTIVE | 01023713 | 01023713 | 4 | EA | TOOL | WHEEL,TEMPERED/TWIST TUFT, 7" X 0.014", 5/8" ARBOR, ANY MFG, BY DESCRP, WIELER 08835
0100000923 | ACTIVE | 01023713 | 01023713 | 11 | EA | TOOL | WHEEL, WIRE, 4" X 5/8"-11 NUT, SS, OEM, WEILER,13138
5130000127 | ACTIVE | 01023713 | 01023713 | 26 | EA | TOOL | WHEEL, WIRE, 6" WITH 5/8" NUT, ANY MFG, BY DESCRP
5130000275 | ACTIVE | 01023713 | 01023713 | 14 | EA | TOOL | WHEEL, WIRE, 6" DIA, 5/8"-1/2" ARBOR, 0.020" TWISTED WIRE, ANY MFG, BY DESCRP
5945246154 | ACTIVE | 01023717 | 01023717 | 5 | EA | ELEC/INS | RELAY, OVERLOAD, SIEMENS-ALLIS, 25-202-501-003, WU: A-C 1-4 VALVE LINE STARTER
0100006690 | ACTIVE | 01023719 | 01023719 | 56 | EA | MECH | FILTER, FUEL, 12EA/CS, FILTER SUPPLY, BF 7586, WU: PLANT FUEL PUMP ISLAND
6640000284 | ACTIVE | 01023724 | 01023724 | 36 | EA | CHEM | FLASK, ERLENMEYER/WIDE MOUTH, GL, 250 ML, CORNING GLASS WORKS, 5100-250
4730115773 | ACTIVE | 01023803 | 01023803 | 3 | EA | MECH | NIPPLE, PIPE, SWAGED, CARBON STEEL, 2" X 3/4", SW PLAIN ENDS, SCH 80, SA234WPBN SMLS, ANY MFG BY DESCRP
4730113703 | ACTIVE | 01023803 | 01023803 | 14 | EA | MECH | NIPPLE, PIPE, SWAGED, FORGED STEEL, 1" X 1/2", SOCKET WELD PBE, SCH 80, SA234WPBN SEAMLESS, ANY MFG BY DESCRP
5961004339 | ACTIVE | 01023806 | 01023806 | 22 | EA | ELEC/INS | DIODE, 70 V, 1 A, TEXAS INSTRUMENTS INC, 1N457A
5330189746 | ACTIVE | 01023809 | 01023809 | 23 | EA | MECH | O-RING, 014, 1/2"ID X 1/16", VITON, ATLAS COPCO COMPTEC INC., 3-801-110-000
5961000626 | ACTIVE | 01023812 | 01023812 | 2 | EA | ELEC/INS | TRANSISTOR,GTE SYLVANIA, ELECTRONIC,ECG128
5130000432 | ACTIVE | 01023814 | 01023814 | 2 | EA | TOOL | ABRASIVE, WHEEL, GRIND, 6"DIA, 3/4" FACE WIDTH, 1" ARBOR SIZE, 4136 RPM, CRSE GRIT, RADIAC ABRASIVE, 97A60-M-V-20
5130000309 | ACTIVE | 01023814 | 01023814 | 6 | EA | TOOL | ABRASIVE, WHEEL, CUP, 6"DIA, 2" FACE WIDTH, 5/8 IN-11 ARBOR SIZE, AL OXIDE, 16 GRIT, BULLARD ABRASIVE, 40693
4730116128 | ACTIVE | 01023824 | 01023824 | 2 | EA | MECH | COUPLING, PIPE, PVC, SCKT, 8", SCH 80, ANY MFG, BY DESCRP
5961004289 | ACTIVE | 01023902 | 01023902 | 4 | EA | ELEC/INS | DIODE, 600 V, 35 A, GENERAL ELECTRIC, 1N1190
5961004198 | ACTIVE | 01023902 | 01023902 | 14 | EA | ELEC/INS | DIODE, ZENER, 15 V, 1 W, 5%, ELECTRONIC TRANSISTOR COR, 1N3024B
3030054823 | ACTIVE | 33333333 | 01023912 | 2 | EA | MECH | BELT, DRIVE, V, 4-BAND, TWO 4 BAND CAN USE AS 8 BAND, 112.000" OUTER CIR, DAYCO, 4R5V1120, WU: U1-4 OXIDATION TOWER BLOWER, WMS
5330178715 | ACTIVE | 01023914 | 01023914 | 1 | EA | MECH | SEAL, DIAPHRAGM, TEFLON GASKET 1/4" FPT GAUGE END, 1/2" FPT PROCESS END, 316SS UPPER, LOWER HOUSING 316SS, 2500 PSIG, HYETT INST CO, MODEL 25
5905230875 | ACTIVE | 01024009 | 01024009 | 24 | EA | ELEC/INS | VARISTOR, MTL OXIDE, GENERAL ELECTRIC COMPANY, V130LA20
4810116709 | ACTIVE | 33333333 | 01024015 | 3 | EA | MECH | DISC, VALVE, SAFETY, 6", DRESSER INDUSTRIAL VALVE, 6240902
4810115248 | ACTIVE | 33333333 | 01024015 | 1 | EA | MECH | DISC, SAFETY, 6", DRESSER INDUSTRIAL VALVE, 6029601, WU: DRESSER 6" SAFTEY VALVE, 6-1786WB
3455000475 | ACTIVE | 01024016 | 01024016 | 14 | EA | TOOL | BURR, METAL CUTTING, CARBIDE, CONE, RND END 3/8"X 1-1/16", 1/4" SHANK, DIAMOND CUT, S G S TOOL CO., SL-3 DC
3455000228 | ACTIVE | 01024016 | 01024016 | 21 | EA | TOOL | BURR, METAL CUTTING, CARBIDE, CONE, RND END, 3/8" X 1-1/16", 1/4" SHANK, STD CUT, SGS TOOL CO, SL-3 STD
3455000335 | ACTIVE | 01024016 | 01024016 | 12 | EA | TOOL | BURR, METAL CUTTING, CARBIDE, BALL SHAPE, 1/2", 1/4" SHANK, DIAMOND CUT, S G S TOOL CO., SD-5 DIA
3455000095 | ACTIVE | 33333333 | 01024016 | 4 | EA | TOOL | BURR, METAL CUTTING, CARBIDE, CYLINDRICAL, FLAT END, 3/16" DIA, 3/16" SHANK, DIAMOND CUT, S G S TOOL CO, SA-81 DIA
3455000251 | ACTIVE | 01024016 | 01024016 | 18 | EA | TOOL | BURR, METAL CUTTING, CARBIDE, CONE, RND END, 5/16" X 7/8", 1/4" SHANK, STD CUT, SGS TOOL CO, SL-2 STD
3455000277 | ACTIVE | 33333333 | 01024016 | 3 | EA | TOOL | BURR, METAL CUTTING, CARBIDE, TREE, POINTED END, 3/8" X 3/4", 1/4" SHANK, DIAMOND, ULTRA TOOL, SG-3 DIA.
3455000145 | ACTIVE | 01024016 | 01024016 | 13 | EA | TOOL | BURR, METAL CUTTING, CARBIDE, TREE, RND END, 3/8" X 3/4", 1/4" SHANK, DIAMOND CUT, S G S TOOL CO., SF-3 DIA
3455000038 | ACTIVE | 01024016 | 01024016 | 6 | EA | TOOL | BURR, METAL CUTTING, CARBIDE, CYLINDRICAL, FLAT END, 3/8" X 3/4", 1/4" SHANK, DIAMOND CUT, S G S TOOL CO, SA-3 DIA
3455000210 | ACTIVE | 01024016 | 01024016 | 2 | EA | TOOL | BURR, METAL CUTTING, CARBIDE, BALL SHAPE, 3/8" X 1/4", 1/4" SHANK, DIAMOND CUT, S G S TOOL CO, SD-3 DIA
3455000236 | ACTIVE | 01024016 | 01024016 | 6 | EA | TOOL | BURR, METAL CUTTING, CARBIDE, SM CONE, 1/4" X 5/8", 1/4" SHANK, STD CUT, SGS TOOL CO, SL-1 STD
3455000046 | ACTIVE | 01024016 | 01024016 | 7 | EA | TOOL | BURR, METAL CUTTING, CARBIDE, TREE, RND END, 1/4" X 5/8", 1/4" SHANK, DIAMOND CUT, S G S TOOL CO., SF-1 DIA
5315160746 | ACTIVE | 01024022 | 01024022 | 1 | ST | MECH | KEY, SET/SQ, 5/8"W, 2-1/2"L, 5/8"THK, 416 SS, (7EA/ST), WU: JOHNSTON PUMP, 7-STAGE, 18CC TOP, 1-STAGE 20 NLC, BOWL ASSY, HOTWELL PUMPS,U-3&4
5315157536 | ACTIVE | 01024022 | 01024022 | 2 | EA | MECH | PIN, BEARING, 1/2"DIA, 1"L, BYRON JACKSON, 5221573
5305147612 | ACTIVE | 99999999 | 01024022 | 12 | EA | MECH | SCREW, CAP, 3/4" X 4", HEX, CS A325, 10 TPI, WU: JOHNSTON VERT PUMP TYP B, 36"X14", S/N TH1423, 3&4 CONDSAT
0100006399 | ACTIVE | 01024105 | 01024105 | 2 | EA | ELEC/INS | VALVE, SOLENOID, DUAL COIL, 1/2", 150 PSIG MAX, 110-120/50-60 V, 30 AMP, NON-ASB, NUMATICS, 554SS43AK011Z30, WU:U4 AR SUCTION VLVS
0100006400 | ACTIVE | 01024105 | 01024105 | 3 | EA | ELEC/INS | VALVE, SOLENOID, DUAL COIL W/BASE, 3/8", 150 PSIG MAX, 110-120/50-60 V, 0.12 AMP, NON-ASB, NUMATIC, 153SS43AK011Z-30, WU:U4 BLOWDOWN SCTN VLVS
4810137432 | ACTIVE | 99999999 | 01024105 | 2 | EA | MECH | VALVE, KIT, REPAIR, SOLENOID, NON-ASB, NUMATICS, MK15-K1, WU: U-3&4
5920228607 | ACTIVE | 01024106 | 01024106 | 12 | EA | ELEC/INS | FUSE, 250 V, 1/2 A, STOCK EQUIPMENT CO.,11-108-45001
0100002997 | ACTIVE | 33333333 | 01024115 | 6 | BX | MECH | FASTENER, GRATING, STUDS, 1-1/4" - 1-1/2", HILTI, 247175, (BX=100)
5330186643 | ACTIVE | 99999999 | 01024116 | 1 | EA | MECH | O-RING, TEFLON, FREEZING EQUIPMENT SALES, RNG-132
3110068180 | ACTIVE | 01024916 | 01024916 | 4 | EA | MECH | BEARING, BALL, SINGLE ROW CONRAD, 5.1181"ID, 9.0551"OD, 1.5748"W, W/SHIELD, LAWRENCE PMPS, INC, 6226-2Z, WU:RIVER PMP MTR #3, LP SIZE 3"SL;
3010050478 | ACTIVE | 01025116 | 01025116 | 2 | EA | MECH | GRIDMEMBER, COUPLING, 30T, LAWRENCE PUMPS, GM, WU:LAWREN PMP 2-1/2 DD NO 70481-1,2, 2" NO68847, 1-1/4" MO 71529-1,2,
4730118132 | ACTIVE | 02010101 | 02010101 | 2 | EA | MECH | NIPPLE, PIPE, STAINLESS, 1/4" X 5", THDED NPT, SCH 80, SA312TP316L SMLS, ANY MFG BY DESCRP
4730114438 | ACTIVE | 02010101 | 02010101 | 19 | EA | MECH | NIPPLE, PIPE, STAINLESS, 1/4" X 6", THDED NPT, SCH 40, SA312TP316L SEAMLESS, ANY MFG BY DESCRP
4730110824 | ACTIVE | 02010101 | 02010101 | 4 | EA | MECH | NIPPLE, PIPE, STAINLESS, 1/4" X 4", THDED NPT, SCH 80, SA312TP316L SMLS, ANY MFG BY DESCRP
4730103365 | ACTIVE | 02010101 | 02010101 | 6 | EA | MECH | NIPPLE, PIPE, STAINLESS, 1/4" X 3", THDED NPT, SCH 80, SA312TP316L SMLS, ANY MFG BY DESCRP
4730118520 | ACTIVE | 02010101 | 02010101 | 2 | EA | MECH | NIPPLE, PIPE, STAINLESS 1/4" X CLOSE, THDED NPT, SCH 40, SA312TP316L SEAMLESS, ANY MFG BY DESCRP
5330196600 | ACTIVE | 02010103 | 02010103 | 9 | EA | MECH | GASKET, FLANGE, FULL FACE, 2-1/2" X 1/8"THK, WIRE IMPREGNATED, NON-ASBESTOS, THE ANCHOR PACKING CO, BY DESCRP
5330225367 | ACTIVE | 02010103 | 02010103 | 14 | EA | MECH | GASKET, RAISED FACE, 2-1/2" X 1/8"THK, 300#, NON-ASBESTOS, GARLOCK INC, BY DESCRP
5330180422 | ACTIVE | 02010103 | 02010103 | 6 | EA | MECH | GASKET, RAISED FACE, 2-1/2" X 1/8"THK, 150#, TEFLON ENV/TETRA BLU, NON-ASBESTOS, ANY MFG, BY DESCRP
5330194522 | ACTIVE | 02010103 | 02010103 | 6 | EA | MECH | GASKET, FULL FACE, 2-1/2" X 1/16"THK,150#, NON-ASBESTOS, RICHARD KLINGER INC., C4400
5330196493 | ACTIVE | 02010103 | 02010103 | 3 | EA | MECH | GASKET, FLANGE, FULL FACE, 2-1/2" X 1/16"THK, WIRE IMPREGNATED, NON-ASBESTOS, ANY MFG, BY DESCRP
5330183673 | ACTIVE | 02010103 | 02010103 | 12 | EA | MECH | GASKET, RAISED FACE, 2-1/2" X 1/16"THK, 150#, NON-ASBESTOS, RICHARD KLINGER INC., C4400
5330185835 | ACTIVE | 02010104 | 02010104 | 4 | EA | MECH | GASKET, RAISED FACE, 2-1/2", 1/8"THK, 150#, TEFLON ENV/NEOPRENE, NON-ASBESTOS, ANY MFG, BY DESCRP
5330171470 | ACTIVE | 02010104 | 02010104 | 5 | EA | MECH | GASKET, FULL FACE, 2-1/2", 150#, RED RUBBER, NON-ASBESTOS, ANY MFG, BY DESCRP
5330213033 | ACTIVE | 02010104 | 02010104 | 3 | EA | MECH | GASKET, RAISED FACE, 2-1/2", 300#, ROUND, NEOPRENE, NON-ASBESTOS, ANY MFG, BY DESCRP
5330176487 | ACTIVE | 02010104 | 02010104 | 4 | EA | MECH | GASKET, RAISED FACE, 2-1/2" X 1/8"THICK,150#, NEOPRENE, NON-ASBESTOS, THE ANCHOR PACKING CO, BY DESCRP
5315161124 | ACTIVE | 02010105 | 02010105 | 1 | EA | MECH | PIN, BLOW DOWN VALVE NUT, GENERAL ELECTRIC CO, N503P01248
5360200595 | ACTIVE | 99999999 | 02010107 | 2 | EA | MECH | SPRING, GENERAL ELECTRIC CO., 006552989P001
5330172973 | ACTIVE | 02010110 | 02010110 | 2 | EA | MECH | GASKET, BULK, 3/16"THK, 25'L, 1"W, NEOPRENE, ROLL, NON-ASBESTOS, CHICAGO CONVEYOR CORP, BY DESCRP
5680000212 | ACTIVE | 02010110 | 02010110 | 4 | EA | MECH | SEAL, WEATHER STRIPPING, DOOR & WINDOW, 3/8"THK X 1/2"WIDE X10 FT, RUBR, FOAM TAPE W/ADHESIVE, ANCHOR PACKING, BY DESCRP
0100006809 | ACTIVE | 02010111 | 02010111 | 2 | EA | SAFETY | VISOR, FACE SHIELD ONLY, REPLACEMENT, 9-1/2" X 14-1/4", 10 EA/BX, 5 CUTTING LENS, GREEN, UVEX, S8565, WU: FOR HEADGEAR 0100005775
4820120907 | ACTIVE | 33333333 | 02010112 | 1 | EA | MECH | VALVE, GLOBE, 3/4", FIG 5627B-F22 BODY, SCKTWELD, 2500 PSI/1100 DEG F, STEM CR13, NON-ASB, YARWAY CORP.,108126-04
4030000568 | ACTIVE | 02010113 | 02010113 | 30 | EA | TOOL | CLAMP,WIRE ROPE, CLIP,ROPE SIZE 5/8",CAMPBELL CHAIN CO.,699-1034
0100005226 | ACTIVE | 02010114 | 02010114 | 22 | PR | SAFETY | GLOVES, SAFETY, SZ-10, CUT PROTECTION, DUPONT KEVLAR, BLACK FOAM NITRILE, PALM COATED, BLCK/YLW, ANSELL, ANS11-500, WU:PLANT WIDE
0100006990 | ACTIVE | 02010115 | 02010115 | 2 | EA | MECH | SLEEVE, SHAFT, PNM MACHINE SHOP, ALLEN-SHERMAN,MDL SP235341&SP235342,LA-302439-SGC-0000-002, WU:U-1&4 BTM ASH DRAGCHAIN, SUBMRGD GRNDR, DRIVE SEC
3110073354 | ACTIVE | 02010115 | 02010115 | 3 | EA | MECH | BEARING, SPHERICAL, 5.5118"ID, 9.8425"OD, 2.6772"W, SELF-ALIGNING/TAP, SKF,22228CCKW33
0100006985 | ACTIVE | 02010115 | 02010115 | 5 | EA | MECH | BUSHING, BRASS, PNM MACHINE SHOP, SJS-M???, WU: U-1&4 BOTTOM ASH DRAG CHAIN CONVEYOR, SUBMERGED GRINDER, TAIL SECTION
0100006986 | ACTIVE | 02010115 | 02010115 | 2 | EA | MECH | PACKING, GLAND, ALLEN-SHERMAN-HOFF, LA-302439-SGC-0000-013, WU: U-1&4 BOTTOM ASH DRAG CHAIN CONVEYOR, SUBMERGED GRINDER, TAIL SECTION
5340187995 | ACTIVE | 02010117 | 02010117 | 51 | EA | MECH | ANCHOR, EXPANSION, REFRACTORY, T304 SS, 1/4", 2-3/4", 3-1/4", BARRETT MFG, BAR 3-1/4/1/4
5340188209 | ACTIVE | 02010117 | 02010117 | 58 | EA | MECH | ANCHOR, REFRACTORY, T304 SS , W/O COATING, 1/4", 2-1/4X2", BARRETT MFG, BAR 2-1/4/1/4
0000000440 | ACTIVE | 02010118 | 02010118 | 1 | EA | MECH | IMPELLER, STANDARD RUBBER, WARMAN, SPR65206AR55, WU: REAGENT PREP/D-WATER AREA SUMP, 5VO
3030055002 | ACTIVE | 02010119 | 02010119 | 15 | EA | MECH | BELT, DRIVE, V, 0.656"W, 0.438"THK, 38.000" INNER CIR, 40.800" OUTER CIR, DAYCO RUBBER PROD. CO, BP-38
0100005691 | ACTIVE | 02010120 | 02010120 | 12 | EA | ELEC/INS | MONITOR, CO GAS, HANDHELD, POLYCARBONATE W/PRTCTV RBBR OVERMOLD, 3 STROBE VISUAL & 100DB AUDIBLE ALARM, TANGO, TX1-1, WU:ALL UNITS
0100006435 | ACTIVE | 33333333 | 02010121 | 3 | EA | MECH | VORTEX FINDER, 150CVX, U03, URETHANE, 40 MM OPN, WEIR SLURRY, 06080CVX4OU03, (O-RING 0100006908), WU: LIMESTONE BALL MILL CLASSIFIER
0100006908 | ACTIVE | 02010121 | 02010121 | 3 | EA | MECH | O-RING, WEIR SLURRY GROUP, 53T88N341, WU: VORTEX FINDER (ITEM 0100006435), LIMESTONE BALL MILL CLASSIFIER
6230000033 | ACTIVE | 02010123 | 02010123 | 9 | EA | ELEC/INS | FIXTURE, LIGHT, REFLECTOR, CLAMP, 125V, 150W TYPE A BULB RATING, 18 GAUGE, 2 WIRE, 6' CORD, SWIVEL HEAD, ALLWIRE, 00100
0100005464 | ACTIVE | 02010124 | 02010124 | 8 | EA | ELEC/INS | LIGHT, REFLECTOR, CLAMP, 120 V, 300 W, SILVER, 18 GAUGE/ 3 CNDCTR, CERAMIC SCKT, 8FT, GRAINGER, 5AY60
4730112150 | ACTIVE | 02010201 | 02010201 | 1 | EA | MECH | CONNECTOR, TUBING, 316 SS, 3/4" MNPT X 3/8" TUBE, SWAGELOK (ONLY), SS-600-1-12
4730114479 | ACTIVE | 99999999 | 02010201 | 12 | EA | MECH | CONNECTOR, TUBING, 316 SS, 3/4" SW X 1/2" TUBE, SWAGELOK (ONLY), SS-810-1-12W
4730103092 | ACTIVE | 02010201 | 02010201 | 9 | EA | MECH | CONNECTOR, TUBING, 316 SS, 3/8" TUBE X 1/4" MNPT, SWAGELOK (ONLY), SS-600-1-4
4730117167 | ACTIVE | 02010201 | 02010201 | 14 | EA | MECH | CONNECTOR, TUBING, 316 SS, 1/4" TUBE X 3/8" MNPT, SWAGELOK (ONLY), SS-400-1-6
4730115492 | ACTIVE | 02010201 | 02010201 | 15 | EA | MECH | CONNECTOR, TUBING, 316 SS, 3/8" TUBE X 1/8" MNPT, SWAGELOK (ONLY), SS-600-1-2
4730105451 | ACTIVE | 02010201 | 02010201 | 28 | EA | MECH | CONNECTOR, TUBING, 316 SS, 1/4" TUBE X 1/4" MNPT, SWAGELOK (ONLY), SS-400-1-4
4730116425 | ACTIVE | 02010201 | 02010201 | 38 | EA | MECH | CONNECTOR, TUBING, 316 SS, 1/4" TUBE X 1/8" MNPT, SWAGELOK (ONLY), SS-400-1-2
5330194597 | ACTIVE | 02010202 | 02010202 | 11 | EA | MECH | GASKET, RAISED FACE, 3" X 1/8"THK,150#, TEFLON/TETRA BLU, NON-ASBESTOS, THE ANCHOR PACKING CO, BY DESCRP
0000000299 | ACTIVE | 33333333 | 02010202 | 2 | EA | MECH | GASKET, COVER PLATE, NON-ASBESTOS, UNITED CONVEYOR CORP, 408813, WU: #2 PADDLE MIXER SPROCKET UNLOADER HOUSE
5330174037 | ACTIVE | 02010202 | 02010202 | 3 | EA | MECH | GASKET, FULL FACE, 3", 1/8"THICK, 150#, NON-ASBESTOS, RICHARD KLINGER INC., C4400
5330195081 | ACTIVE | 02010202 | 02010202 | 8 | EA | MECH | GASKET, RAISED FACE, 3" X 1/16"THK, TEFLON ENV/TETRA BLU, NON-ASBESTOS, THE ANCHOR PACKING CO, BY DESCRP
5330191296 | ACTIVE | 02010202 | 02010202 | 3 | EA | MECH | GASKET, FULL FACE, 3" X 1/16"THK, 150#, NON-ASBESTOS, ANY MFG, BY DESCRP
5330193466 | ACTIVE | 02010202 | 02010202 | 6 | EA | MECH | GASKET, RAISED FACE, 3" X 1/8"THK,150#, NON-ASBESTOS, RICHARD KLINGER INC., C4400
5330192054 | ACTIVE | 02010202 | 02010202 | 6 | EA | MECH | GASKET, RAISED FACE, 3" X 1/16"THK, 150#, NON-ASBESTOS, RICHARD KLINGER INC., C4400
6685361229 | ACTIVE | 33333333 | 02010203 | 2 | EA | ELEC/INS | GAUGE, PRESSURE, GLYCERINE FILLED, 4", 1/4"NPT, SS, BACK, 0-3000 PSIG, REOTEMP, PR40S1D4P32GTSG, WU:GE TURBINE EHC PANEL, UNIT 4
4730131085 | ACTIVE | 02010206 | 02010206 | 5 | EA | MECH | UNION, PIPE, 1" NPS, SA182F 316L, THDED NPT, 3000 LB, ANY MFG, BY DESCRP
4730134782 | ACTIVE | 02010207 | 02010207 | 4 | EA | MECH | REDUCER, 2" X 1/2", CU, SWEAT, NIBCO, BY DESCRP
4730134832 | ACTIVE | 02010207 | 02010207 | 6 | EA | MECH | REDUCER, 1" X 1/2", CU, SWEAT, NIBCO, BY DESCRP, WU: INSTRUMENT AIR LINES, PLANT
4730134733 | ACTIVE | 02010207 | 02010207 | 3 | EA | MECH | REDUCER, 1" X 1/2", CU, SWEAT, NIBCO INC., BY DESCRP
5010002094 | ACTIVE | 02010209 | 02010209 | 3 | EA | MECH | FILTER, INLINE, 316 SS, 1/2", SWAGELOK, SS-8TF-140
4730124973 | ACTIVE | 02010210 | 02010210 | 5 | EA | MECH | COUPLING, PIPE, F22, SA182F22, SCKTWELD, NPS 1", 9000#, ANY MFG, BY DESCRP
4730126598 | ACTIVE | 02010210 | 02010210 | 1 | EA | MECH | CAP, PIPE, 1" NPS, SW, F11, 1-1/4 CHROME, SA182F11, 9000 LB, ANY MFG, BY DESCRP
4730125012 | ACTIVE | 02010210 | 02010210 | 5 | EA | MECH | COUPLING, PIPE, F11, SA182F11, SCKTWELD, NPS 1", 9000#, ANY MFG, BY DESCRP
5999279093 | ACTIVE | 99999999 | 02010214 | 3 | EA | ELEC/INS | BREAKER, MECHANICAL, ROTARY HNDL, 600V/1200A, 225 AMP FRAME, GOULD, OH4765R
3020054411 | ACTIVE | 33333333 | 02010215 | 1 | EA | MECH | GEAR, IDLER, ROPER PUMP, D2-1431, WU:ROPER GEAR PUMP FIG 17AM12, TYPE 1
3020054403 | ACTIVE | 99999999 | 02010215 | 1 | EA | MECH | GEAR, DRIVE, ROPER PUMP, D6-646, WU: GEAR PUMP FIG 17AM12, TYPE 1
5305153982 | ACTIVE | 02010215 | 02010215 | 1 | EA | MECH | SCREW,REGULATING, ROPER PUMP CO., D15-44
5930230353 | ACTIVE | 02010216 | 02010216 | 2 | EA | ELEC/INS | SWITCH, PRESSURE, OEM, 1/2"FNPT, 316 SS, 0-100 PSI, UNITED ELECTRIC CONTROLS, J402-S156B
4320082284 | ACTIVE | 02010218 | 02010218 | 3 | EA | MECH | PUMP, OIL, GEAR, TYPE 1, ROPER PUMP, RO117AM12, WU:BOOSTER BLWR LUBE OIL PMP, ALL UNITS
0100005931 | ACTIVE | 02010220 | 02010220 | 2 | EA | MECH | STEM, VALVE, MARLEY, 686063, WU:U-1,2,3,4 COOLING TOWER DISTRIBUTION HDR VALVE
0100005933 | ACTIVE | 02010220 | 02010220 | 2 | EA | MECH | CLOSURE,VALVE HANDLE,MARLEY,D25370,WU:ALL UNITS COOLING TOWER DISTRIBUTION VALVE
0100005932 | ACTIVE | 02010220 | 02010220 | 2 | EA | MECH | BAR, LOCKING, ITEM 1.6, MARLEY, 731539, WU:ALL FOUR COOLING TOWER HEADER DISTRIBUTION VALVES
4240002016 | ACTIVE | 33333333 | 02010221 | 23 | EA | SAFETY | VISOR, SAFETY, GRINDING, 8"W, 13"L X .060", CLEAR, WILSON, 11390044, WU: REPLACEMENT VISOR FOR GRINDING HEADGEAR
8415000309 | ACTIVE | 02010223 | 02010223 | 83 | PR | SAFETY | GLOVES, WORK, MONKEY GRIP, FOAM INSULATED, EDMONT, 205059
4730110311 | ACTIVE | 02010301 | 02010301 | 2 | EA | MECH | FLANGE, PIPE, SOCKET WELD, 1/2" NPS, SA105, 150 LB, XH BORE, FLAT FACED, ANY MFG, BY DESCRP
4730104694 | ACTIVE | 02010301 | 02010301 | 4 | EA | MECH | FLANGE, PIPE, THDED, 3/4" NPS, SA105, 150 LB, RAISED FACE, ANY MFG BY DESCRP
4730128271 | ACTIVE | 02010301 | 02010301 | 2 | EA | MECH | FLANGE, PIPE, SLIP ON, 3/4" NPS, SA105, 150 LB, RAISED FACE, ANY MFG BY DESCRP
4730128354 | ACTIVE | 02010301 | 02010301 | 1 | EA | MECH | FLANGE, PIPE, BLIND, 3/4" NPS, SA105, 150 LB, FLAT FACED, ANY MFG, BY DESCRP
4730118322 | ACTIVE | 02010301 | 02010301 | 5 | EA | MECH | FLANGE, PIPE, THDED, 3/4" NPS, SA105, 150 LB, FLAT FACED, ANY MFG BY DESCRP
4730107432 | ACTIVE | 02010301 | 02010301 | 6 | EA | MECH | FLANGE, PIPE, WELD NECK, 3/4" NPS, SA105, 150 LB, XH BORE, RAISED FACE, ANY MFG BY DESCRP
4730110493 | ACTIVE | 02010301 | 02010301 | 2 | EA | MECH | FLANGE, PIPE, SOCKET WELD, 3/4" NPS, SA105, 150 LB, XH BORE, FLAT FACED, ANY MFG BY DESCRP
3110073362 | ACTIVE | 33333333 | 02010303 | 1 | EA | MECH | BEARING, SPHERICAL, 6.2992"ID, 11.4173"OD, 3.1496"W, SELF-ALIGNING/TAP, SKF INDUSTRIES INC, 22232CCKW33
4730104603 | ACTIVE | 02010305 | 02010305 | 5 | EA | MECH | ELBOW, PIPE, SA182F22, 90 DEG, NPS 3/4", 3000 LB, SOCKET WELD, ANY MFG BY DESCRP
4730117324 | ACTIVE | 02010305 | 02010305 | 9 | EA | MECH | UNION, PIPE, 3/4" NPS, SA105, SOCKETWELD, 3000 LB, ANY MFG, BY DESCRP
0100002607 | ACTIVE | 02010305 | 02010305 | 16 | EA | MECH | STUD, B7 GR, 1-1/8" X 10", ANY MFG, BY DESCRP, WU:PLANT WIDE & U-3&4 STEAM DRUM
4730118843 | ACTIVE | 02010305 | 02010305 | 8 | EA | MECH | ELBOW, PIPE, SA105, 45 DEG, NPS, 3/4", 3000 LB, SOCKET WELD, ANY MFG BY DESCRP
4730107317 | ACTIVE | 02010305 | 02010305 | 3 | EA | MECH | ELBOW, PIPE, SA105, 90 DEG, NPS 3/4", 3000 LB, SOCKET WELD, ANY MFG BY DESCRP
4730116755 | ACTIVE | 02010305 | 02010305 | 6 | EA | MECH | TEE, PIPE, SA105 FS, SCKTWELD, 3/4", 3000 LB, ANY MFG, BY DESCRP
4730111913 | ACTIVE | 02010305 | 02010305 | 3 | EA | MECH | CAP, PIPE, 3/4" NPS, SW, FS, SA105, 3000 LB, ANY MFG, BY DESCRP
4730116961 | ACTIVE | 02010306 | 02010306 | 2 | EA | MECH | FLANGE, PIPE, 1/2" NPS, SA105, 150 LB, FLAT FACED, THDED, ANY MFG, BY DESCRP
4730128115 | ACTIVE | 02010306 | 02010306 | 2 | EA | MECH | FLANGE, PIPE, BLIND, 1/2" NPS, SA105, 150 LB, FLAT FACED, ANY MFG, BY DESCRP
4730105477 | ACTIVE | 02010306 | 02010306 | 2 | EA | MECH | FLANGE, PIPE, 1/2" NPS, SA105, 150 LB, RAISED FACE, THDED, ANY MFG, BY DESCRP
4730128289 | ACTIVE | 02010306 | 02010306 | 2 | EA | MECH | FLANGE, PIPE, SLIP ON, 1/2" NPS, SA105, 150 LB, RAISED FACE, ANY MFG, BY DESCRP
4730118124 | ACTIVE | 02010307 | 02010307 | 2 | EA | MECH | FLANGE, PIPE, WELD NECK, 6" NPS, SA182F316L, 150 LB, STD BORE, RAISED FACE, ANY MFG BY DESCRP
4730113539 | ACTIVE | 02010307 | 02010307 | 2 | EA | MECH | FLANGE, PIPE, BLIND, 6" NPS, SA182F316, 150 LB, RAISED FACE, ANY MFG BY DESCRP
4730104488 | ACTIVE | 02010308 | 02010308 | 7 | EA | MECH | INSERT, PIPE, REDU, 1-1/4" X 1" NPS, SA105, 3000 LB, SOCKET WELD, ANY MFG, BY DESCRP
4730108042 | ACTIVE | 02010308 | 02010308 | 14 | EA | MECH | INSERT, PIPE, REDU, 1" X 3/4" NPS, SA105, 3000 LB, SCKTWELD, ANY MFG, BY DESCRP
4730111798 | ACTIVE | 02010308 | 02010308 | 11 | EA | MECH | INSERT, PIPE, REDU, 1" X 1/2" NPS, SA105, 3000 LB, SOCKET WELD, ANY MFG, BY DESCRP
4730118587 | ACTIVE | 02010308 | 02010308 | 8 | EA | MECH | INSERT, PIPE, REDU, 3/4" X 1/2" NPS, SA105, 3000 LB, SCKTWELD, ANY MFG, BY DESCRP
4730120419 | ACTIVE | 33333333 | 02010308 | 28 | EA | MECH | INSERT, PIPE, REDU, 1/2" X 3/8" NPS, SA105, 3000 LB, SOCKET WELD, ANY MFG, BY DESCRP
4730113620 | ACTIVE | 99999999 | 02010308 | 3 | EA | MECH | INSERT, PIPE, REDU, 3/8" X 1/4" NPS, SA105, 3000 LB, SOCKET WELD, ANY MFG, BY DESCRP
5330226159 | ACTIVE | 33333333 | 02010309 | 1 | EA | MECH | SEAL, OIL, 2.375"ID X 3.371"OD X 0.375W, NATIONAL OIL SEAL, 413247
5330219162 | ACTIVE | 02010309 | 02010309 | 1 | EA | MECH | SEAL, OIL, 1"ID X 1.375"OD X 0.25"W, CHICAGO RAWHIDE MFG, 9826
0100005227 | ACTIVE | 33333333 | 02010311 | 7 | PR | SAFETY | GLOVES, SAFETY, SZ-11, CUT PROTECTION, DUPONT KEVLAR, BLACK FOAM NITRILE, PALM COATED, BLCK/YLW, ANSELL, ANS11-500, WU:PLANT WIDE
6685370097 | ACTIVE | 02010312 | 02010312 | 3 | EA | ELEC/INS | THERMOCOUPLE,TCI TYP-E,1/4"NPT "DIA,24"L,DUAL ELMNT W/STNDRD PLUGS, CMPRSSON FTG, TAVCO SALES & SERVICE, 130-EGG-501-024A-000-CST-5014, WU:3&4
6685371251 | ACTIVE | 02010312 | 02010312 | 2 | EA | ELEC/INS | THERMOCOUPLE, TYPE E, W/O HEAD, OMEGA ENG INC, NB1-CXSS-316U-22RP-HNSL, WU:FORCED DRAFT FAN MOTOR BRGS, 4A, 4B, 3A, 3B, U-3&4
5310156335 | ACTIVE | 02010313 | 02010313 | 186 | EA | MECH | NUT, HEX, 1", GR 2H , CS A194, ASTM, ANY MFG, BY DESCRP
3040056263 | ACTIVE | 33333333 | 02010314 | 25 | EA | MECH | ACTUATOR, AIR, 2-1/2"DIA, 3" STROKE, SUN PNEUMATICS,N16645, WU: NUVA FEEDER VENT GATES, UNITS 1, 2, 3 & 4
5975265835 | ACTIVE | 99999999 | 02010314 | 1 | EA | ELEC/INS | FINGER, CONTACT, ASSY, GENERAL ELECTRIC CO, 192A9668G1
4810135469 | ACTIVE | 02010315 | 02010315 | 1 | EA | MECH | SLEEVE,GLND,CONTROL COMPONENTS,322-402-078
6105288424 | ACTIVE | 02010319 | 02010319 | 2 | EA | ELEC/INS | MOTOR, HVAC, ELECTRIC, ODP, 3/4 HP, 1725 RPM, 56 FR, 115/230 V, 1 PH, LANE ELECT, RL1307A, WU: INSTRUMENT SHOP SWAMP COOLER
4810123234 | ACTIVE | 33333333 | 02010320 | 1 | EA | MECH | VALVE, PLUG, CNTRL, 2", BRZ BODY, 3-30 PSI AIR TO INDICATOR, 3-10 PSI BENCH RANGE, 316SS BALL, NON-ASB, ELLIOTT CO., P9100E320
0100005464 | ACTIVE | 02010124 | 02010323 | 20 | EA | ELEC/INS | LIGHT, REFLECTOR, CLAMP, 120 V, 300 W, SILVER, 18 GAUGE/ 3 CNDCTR, CERAMIC SCKT, 8FT, GRAINGER, 5AY60
5330198812 | ACTIVE | 02010401 | 02010401 | 1 | EA | MECH | GASKET, SPIRAL WOUND, 8", 400#, 316 SS/CERAMIC, NON-ASBESTOS, THE ANCHOR PACKING CO, BY DESCRP
5330198820 | ACTIVE | 02010401 | 02010401 | 3 | EA | MECH | GASKET, SPIRAL WOUND, 8", 600#, 316 SS/CERAMIC, NON-ASBESTOS, THE ANCHOR PACKING CO, BY DESCRP
5330194845 | ACTIVE | 02010401 | 02010401 | 5 | EA | MECH | GASKET, SPIRAL WOUND, 8", 300#, 316 SS/CERAMIC, NON-ASBESTOS, THE ANCHOR PACKING CO, BY DESCRP
5330223685 | ACTIVE | 02010401 | 02010401 | 9 | EA | MECH | GASKET, FLEXITALLIC, SPIRAL WOUND, 8", 150#, 316 SS, THE ANCHOR PACKING CO, BY DESCRP
4730110840 | ACTIVE | 02010402 | 02010402 | 2 | EA | MECH | FLANGE, PIPE, SOCKET WELD, 1-1/2" NPS, SA182F316, 150 LB, STD BORE, RAISED FACE, ANY MFG, BY DESCRP
4730104090 | ACTIVE | 02010403 | 02010403 | 5 | EA | MECH | FLANGE, PIPE, 1-1/2 " NPS, SA182F20/SB462 UNS8020, 150 LB, STD BORE, RAISED FACE, SOCKETWELD, ANY MFG, BY DESCRP
4730107473 | ACTIVE | 02010403 | 02010403 | 3 | EA | MECH | FLANGE, PIPE, WELD NECK, 1-1/2" NPS, SA182F316L, 150 LB, STD BORE, RAISED FACE, ANY MFG, BY DESCRP
4730117910 | ACTIVE | 02010403 | 02010403 | 2 | EA | MECH | FLANGE, PIPE, BLIND, 1-1/2"NPS, SA182F316, 150 LB, RAISED FACE, ANY MFG, BY DESCRP
4730118546 | ACTIVE | 02010406 | 02010406 | 14 | EA | MECH | ELBOW, FORGED STEEL, 1/4", 45 DEG, THDED, ANY MFG. BY DESCRP
4730116797 | ACTIVE | 02010406 | 02010406 | 27 | EA | MECH | UNION, PIPE,1/4" NPS, SA105, THDED NPT, 3000 LB, ANY MFG, BY DESCRP
4730111442 | ACTIVE | 02010406 | 02010406 | 5 | EA | MECH | ELBOW, PIPE, SA105, 90 DEG, NPS, 1/4", 3000 LB, THDED FNPT X MNPT, ANY MFG BY DESCRP
4730117118 | ACTIVE | 02010406 | 02010406 | 5 | EA | MECH | TEE, PIPE, FS, 3/8", THDED, ANY MFG, BY DESCRP
4730112267 | ACTIVE | 02010406 | 02010406 | 10 | EA | MECH | ELBOW, PIPE, SA105, 90 DEG, NPS, 1/4", 3000 LB, THDED, ANY MFG BY DESCRP
4730107853 | ACTIVE | 02010406 | 02010406 | 10 | EA | MECH | COUPLING, PIPE, FS, SA105, THDED, NPS 1/4", 3000#, ANY MFG, BY DESCRP
4730107663 | ACTIVE | 02010406 | 02010406 | 10 | EA | MECH | CAP, PIPE, 1/4" FNPT, FS, SA105, 3000 LB, ANY MFG, BY DESCRP
4730106186 | ACTIVE | 02010406 | 02010406 | 61 | EA | MECH | PLUG,PIPE,FORGED STEEL,1/4 IN,6000 LBS,SA105,THREADED NPT,HEX,ANY MFG,BY DESCRP
5960000403 | ACTIVE | 99999999 | 02010407 | 3 | EA | MECH | TUBE/PISTON, ASSY, GENERAL ELECTRIC CO., 213X343G-94
4730114123 | ACTIVE | 02010409 | 02010409 | 3 | EA | MECH | UNION, PIPE, 3/4" NPS, SA182F 316L, SOCKET WELD, 3000 LB, ANY MFG, BY DESCRP
4730108133 | ACTIVE | 02010409 | 02010409 | 2 | EA | MECH | TEE, PIPE, 316L SS, 3/4", SCKTWELD, ANY MFG, BY DESCRP
4730112242 | ACTIVE | 02010409 | 02010409 | 9 | EA | MECH | ELBOW, PIPE, SA182F316L, 45 DEG, NPS 3/4", 3000 LB, SOCKET WELD, ANY MFG BY DESCRP
4730113844 | ACTIVE | 33333333 | 02010409 | 3 | EA | MECH | ELBOW, PIPE, SA182F316L, 90 DEG, NPS 3/4", 3000 LB, SOCKET WELD, ANY MFG BY DESCRP
4730115997 | ACTIVE | 02010409 | 02010409 | 8 | EA | MECH | COUPLING, PIPE, 316SS, SA182F316L, SW, NPS 3/4", 3000#, ANY MFG, BY DESCRP
4730105287 | ACTIVE | 02010409 | 02010409 | 5 | EA | MECH | CAP, PIPE, 3/4" NPS, SW, SS, SA182F316, 3000 LB, ANY MFG, BY DESCRP,
4730115807 | ACTIVE | 02010410 | 02010410 | 100 | EA | MECH | CLAMP,HOSE, WORM GEAR,#36,BALKAMP, INC.,705-1019,WU: AUTOMOTIVE SUPPLIES
4730112077 | ACTIVE | 02010410 | 02010410 | 100 | EA | MECH | CLAMP,HOSE, WORM GEAR,#48, 2-1/2",CS,BALKAMP, INC.,705-1023
4730114362 | ACTIVE | 02010410 | 02010410 | 69 | EA | MECH | CLAMP,HOSE, WORM GEAR, LOW PRESS,#28, 1-5/16" TO2-1/4",BALKAMP,705-1017,WU: AUTOMOTIVE SUPPLIES
0100006969 | ACTIVE | 02010411 | 02010411 | 1 | EA | ELEC/INS | SOLENOID, 24 VDC, ALLEN-SHERMAN-HOFF, SP235466, WU: U-1&4 BOTTOM ASH DRAG CHAIN CONVEYOR, 6"-16" CYLINDER OPERATED KNIFEGATE VALVE
0100006974 | ACTIVE | 02010411 | 02010411 | 1 | EA | ELEC/INS | SWITCH, LIMIT, ALLEN-SHERMAN-HOFF, BFVDPDT, WU: U-1&4 BOTTOM ASH DRAG CHAIN CONVEYOR, 4" & 6" CYLINDER OPERATED BUTTERFLY VALVE
0100006975 | ACTIVE | 02010411 | 02010411 | 1 | EA | ELEC/INS | VALVE, SOLENOID, ALLEN-SHERMAN-HOFF, BFVSVF-24DC, WU: U-1&4 BOTTOM ASH DRAG CHAIN CONVEYOR, 4" & 6" CYLINDER OPERATED BUTTERFLY VALVE
0100006982 | ACTIVE | 02010411 | 02010411 | 4 | EA | MECH | O-RING, ALLEN-SHERMAN-HOFF, LA-SGC-0000-024, WU: U-1&4 BOTTOM ASH DRAG CHAIN CONVEYOR, SUBMERGED GRINDER, DRIVE SECTION
0100002877 | ACTIVE | 02010413 | 02010413 | 2 | EA | ELEC/INS | CONTROLLER, ELECTRICAL, MASS FLOW,10 SLM, 10% CO2/N2,DEVICENET,1/4" VCR FITTINGS,HORIBA INSTRUMENTS,SEC-Z524MGXC-07-T1-S127-4CRL,WU: CEM UNITS 1
0100002876 | ACTIVE | 02010413 | 02010413 | 4 | EA | ELEC/INS | CONTROLLER, MASS FLOW, 3 SLM, 10% CO2/N2, DEVICENET, 1/4" VCR FITTINGS, HORIBA INSTRUMENTS, SEC-Z514MGXC-06-T1-S127-4CRL, WU:CEM U-1,2,3,4
4810127359 | ACTIVE | 02010413 | 02010413 | 2 | EA | MECH | VALVE, CHECK, BALL, 1-1/2", CI BODY, FLGD ENDS, 150 PSI, TEFLON LINED, NON-ASB, TUFLINE, DIV. OF XOMOX CO, 071PFA
4820125740 | ACTIVE | 02010413 | 02010413 | 2 | EA | MECH | VALVE, BALL, 1-1/2", BRZ, THD, 600# WOG, CHROME PLTD BRS, NON-ASB, APOLLO PRECISION VALVE, 701-0701
4820125757 | ACTIVE | 02010413 | 02010413 | 3 | EA | MECH | VALVE, BALL, 1-1/4", BRZ, THD, 600#, NON-ASB, STOCKHAM VALVES & FITTING, T285-BR-P-70
5140000018 | ACTIVE | 02010413 | 02010413 | 2 | EA | TOOL | INDEX, DRILL, FRACTIONAL, 1/16"- 1/2", MTL, 29, ANY MFG, BY DESCRP
4810137077 | ACTIVE | 33333333 | 02010414 | 1 | EA | MECH | DISC, VALVE, VENTILATOR, GENERAL ELECTRIC CO, 154B6003P0001, WU: TURBINE VENTILATOR VALVES, U-1,3,4
3110067141 | ACTIVE | 33333333 | 02010414 | 1 | ST | MECH | BEARING, COMPR SIZE 7-3/4", FRAME 13 TB (TWO-HALVES MAKES ONE SET),CHICAGO PNEUMATIC, 3-493906, WU:CHICAGO PNEU AIR COMPRESSOR
4730111335 | ACTIVE | 02010415 | 02010415 | 5 | EA | MECH | CAP, PIPE, 3" FNPT, FS, SA105, 3000 LB, ANY MFG, BY DESCRP
4730119916 | ACTIVE | 02010416 | 02010416 | 1 | EA | MECH | ELBOW, PIPE, SA105, 90 DEG, NPS 4", 3000 LB, SOCKET WELD, ANY MFG BY DESCRP
5010000858 | ACTIVE | 02010417 | 02010417 | 3 | EA | MECH | FILTER, OIL, WILLIAM W NUGENT, 30-150-207, WU:WESTHS TURBINE 10A3631-1, IL1250-3583, U-2, EHC SYS, U-1,3,4
3439001383 | ACTIVE | 02010419 | 02010419 | 3 | EA | STRUC | CLAMP,GROUND/TD, MODEL EG-500,CABLE SIZE #3/0-#4/0,STEEL,WITH COPPER BRAIDED SHUNT,2" OPENING,BOLT-ON,500 AMP,LENCO, INC.,02050
3439001839 | ACTIVE | 02010419 | 02010419 | 2 | EA | STRUC | CLAMP,GROUND/TD, WELD,STEEL,2" JAW OPENING,BOLT & NUT W/SUPPORT,300 AMP,LENCO, INC. EG-300,02040
5010000858 | ACTIVE | 02010417 | 02010420 | 1 | EA | MECH | FILTER, OIL, WILLIAM W NUGENT, 30-150-207, WU:WESTHS TURBINE 10A3631-1, IL1250-3583, U-2, EHC SYS, U-1,3,4
0100003233 | ACTIVE | 33333333 | 02010423 | 1 | EA | ELEC/INS | TRANSDUCER, ECHOMAX XLT 30, 3-100 FT RANGE, SLATER CONTROLS, IP 68 ENCLOSURE, WU: COAL SILO LEVEL INDICATOR
5010000783 | ACTIVE | 02010424 | 02010424 | 5 | EA | MECH | CARTRIDGE, FILTER, TURBINE, GENERAL ELECTRIC,182A9983-P0002, WU:GE TRBN 170X650,170X763,170 X764, FULLERS EARTH FILTER, U-1,3,4
5330219212 | ACTIVE | 33333333 | 02010501 | 4 | EA | MECH | GASKET, VALVE, FLEXITALLIC, 2-11/16"ID X 3-3/16"OD X 1/8"THK, 2400 PSI, ROUND, 316 SS/CERAMIC, NON-ASBESTOS, ANY MFG, BY DESCRP
5330223537 | ACTIVE | 02010501 | 02010501 | 3 | EA | MECH | GASKET, FLEXITALLIC, 2", 2500#, NON-ASBESTOS, ANY MFG, BY DESCRP
5330224634 | ACTIVE | 02010501 | 02010501 | 2 | EA | MECH | GASKET, SPIRAL WOUND, PUMP, 3-3/8"ID X 4-1/8"OD X 0.175"THK, ROUND, 3038 PSI, 304 FLEXITE, NON-ASBESTOS, ANY MFG, BY DESCRP
5330178962 | ACTIVE | 02010501 | 02010501 | 24 | EA | MECH | GASKET, SPIRAL WOUND, VALVE, 1-1/2", 900-1500#, 316 SS/CERAMIC, NON-ASBESTOS, THE ANCHOR PACKING CO, BY DESCRP
5330181271 | ACTIVE | 02010501 | 02010501 | 3 | EA | MECH | GASKET, SPIRAL WOUND, VALVE, 2", 300/400/600 LB, 316 SS/CERAMIC, NON-ASBESTOS, THE ANCHOR PACKING CO, BY DESCRP
5330225888 | ACTIVE | 02010501 | 02010501 | 12 | EA | MECH | GASKET, 2-1/2", 300#, NON-ASBESTOS, FOUR STATES GASKET, BY DESCRIP
5330198887 | ACTIVE | 02010501 | 02010501 | 2 | EA | MECH | GASKET, VALVE, SPIRAL WOUND, 2-1/2", 300/400/600 LB, 316 SS/CERAMIC, NON-ASBESTOS, THE ANCHOR PACKING CO, BY DESCRP
5330186536 | ACTIVE | 02010501 | 02010501 | 5 | EA | MECH | GASKET, SPIRAL WOUND, VALVE, 2-1/2", 150#, 316 SS/CERAMIC, NON-ASBESTOS,THE ANCHOR PACKING CO, BY DESCRP
5330181339 | ACTIVE | 02010501 | 02010501 | 3 | EA | MECH | GASKET, SPIRAL WOUND, VALVE, 1-1/2", 300/400/600 LB, 316 SS/CERAMIC, NON-ASBESTOS, THE ANCHOR PACKING CO, BY DESCRP
5330175125 | ACTIVE | 02010501 | 02010501 | 6 | EA | MECH | GASKET, SPIRAL WOUND, 2", 150#, 316 SS/CERAMIC, NON ASBESTOS, THE ANCHOR PACKING CO, BY DESCRP
5330177774 | ACTIVE | 02010501 | 02010501 | 6 | EA | MECH | GASKET, SPIRAL WOUND, 1-1/2",150#, 316 SS/CERAMIC, NON-ASBESTOS, ANCHOR PACKING CO, BY DESCRP
5330219121 | ACTIVE | 02010502 | 02010502 | 4 | EA | MECH | GASKET, FLEX, 3-5/8"ID X 5"OD X 0.175"THK, ROUND, 304 SS/CERAMIC, NON-ASBESTOS, ANY MFG, BY DESCRP, WU:ATTEMPARATING SPRAY FLNGS, A&B BLR FED PMP
5330226274 | ACTIVE | 33333333 | 02010502 | 1 | EA | MECH | GASKET, PUMP, 3", 2500#, NON-ASBESTOS, LAMONS METAL GASKET CO, BY DESCRP
5330224626 | ACTIVE | 02010502 | 02010502 | 1 | EA | MECH | GASKET, SPIRAL WOUND, PUMP, 2-13/16"ID X 3-3/4"OD X 1/8"THK, 3038 PSI, ROUND, NON-ASBESTOS, ANY MFG, BY DESCRP
5330172916 | ACTIVE | 02010502 | 02010502 | 9 | EA | MECH | GASKET, SPIRAL WOUND, 3", 300/400/600 LB, 316 SS/CERAMIC, NON-ASBESTOS, THE ANCHOR PKG CO., BY DESCRP
5330191478 | ACTIVE | 02010502 | 02010502 | 27 | EA | MECH | GASKET, VALVE, SPIRAL WOUND, 3", 150#, 316 SS/CERAMIC, NON-ASBESTOS, ANCHOR PACKING CO, 659
3439000203 | ACTIVE | 02010503 | 02010503 | 10 | LB | TOOL | ELECTRODE, WELDING, ROD, HELIARC/TIG, 3/32" X 36", ER70S-2, 1 CONT = 10 LB W/140 STICKS, MILL TEST REPORT REQ'D, ROCKMOUNT RESEARCH, 7813, INSP
5340188217 | ACTIVE | 02010506 | 02010506 | 32 | PR | TOOL | HINGE, DOOR, BUTT, (10EA BOX = 5PR), 4"W, 4"L, WELD ON, ANY MFG, BY DESCRP, NO BOLT HOLES
5340187789 | ACTIVE | 02010506 | 02010506 | 8 | EA | MECH | HASP, SAFETY, 4-1/2"W, W/CATCH, ANY MFG, BY DESCRP
5340187961 | ACTIVE | 02010506 | 02010506 | 11 | EA | MECH | HASP, SAFETY, 3-1/2"W, W/CATCH, ANY MFG, BY DESCRP
5305145624 | ACTIVE | 99999999 | 02010507 | 100 | EA | MECH | SCREW, CAP, 3/8" X 3", HEX, 316 SS, 16 TPI, WU: 3&4 CIRC WATER PUMP
5310156772 | ACTIVE | 02010507 | 02010507 | 116 | EA | MECH | NUT, HEX, 3/8", 316 SS, 16 TPI, ANY MFG, BY DESCRP
5310156137 | ACTIVE | 02010507 | 02010507 | 100 | EA | MECH | WASHER, FLAT, 3/8", 316 SS, ANY MFG, BY DESCRP
5310156186 | ACTIVE | 02010507 | 02010507 | 135 | EA | MECH | WASHER, LOCK, 3/8", 316 SS
5305145210 | ACTIVE | 02010509 | 02010509 | 7 | EA | MECH | BOLT, CARRIAGE, 3/8" X 4-1/2", 16 TPI, ZINC PLTD
5305146945 | ACTIVE | 02010509 | 02010509 | 52 | EA | MECH | BOLT, CARRIAGE, 1/4" X 6", 20TPI, ZINC CHROMATE PLTD
5305144155 | ACTIVE | 33333333 | 02010509 | 100 | EA | MECH | BOLT, CARRIAGE, 1/4" X 1-1/2", 20 TPI, ZINC CHROMATE PLTD
5305146812 | ACTIVE | 02010509 | 02010509 | 116 | EA | MECH | BOLT, CARRIAGE, 1/4" X 1-1/4", 20 TPI, STL PLTD
2825004746 | ACTIVE | 33333333 | 02010510 | 1 | EA | ELEC/INS | HOLDER, BRUSH, OEM, GENERAL ELECTRIC CO., 0751E532G0002, WU: GE TURBINES 170X763,170X764, SEQ. NO.9630, COLLECTOR, U-3&4
5330190900 | ACTIVE | 02010513 | 02010513 | 2 | EA | MECH | GASKET, ROLL, 1/8"THK X 30'L X 1"W, FIBERGLASS, NON-ASBESTOS, THE ANCHOR PACKING CO, BY DESCRP
5330222372 | ACTIVE | 02010513 | 02010513 | 100 | FT | MECH | GASKET, THERMO SEAL NYLON, 1/4"THK X 2"W X 50'L, NON-ASBESTOS, ROLL, ANY MFG, BY DESCRP
4130000369 | ACTIVE | 33333333 | 02010515 | 1 | ST | MECH | BEARING, INTERSTAGE, ASSEMBLY, W/ SPACER, MARLEY HEAT TRANSFER, DIV, BY DESCRP
5935237882 | ACTIVE | 02010516 | 02010516 | 2 | EA | ELEC/INS | RECEPTACLE, HAZ LOC, 125 V, 20 A, 5-20R, DEAD FRNT/FACTORY SEALED, CROUSE HINDS CO., ENR 5201/ APPLETON ENR 5201
5935237874 | ACTIVE | 02010516 | 02010516 | 2 | EA | ELEC/INS | PLUG, ELECTRICAL, MALE, 20 A,125 V, AL, 5-20 PRONG, CROUSE HINDS CO (ONLY), ENP-5201 (USE W/ENR-5201 RECEPTACLE)
6685367028 | ACTIVE | 02010517 | 02010517 | 1 | EA | ELEC/INS | CONTROLLER, 3-15 PSI, 0-100 UNIFORM SCALE, FOXBORO CO., 43AP-PA42C/PC+ECRB, WU: U-3 DEMINERALIZER & SAR
5975257790 | ACTIVE | 02010520 | 02010520 | 1 | EA | ELEC/INS | PANEL, ENCLSR, 10-7/8"W, 12-3/4"L, 3/16"THK, CARLON PRODUCTS, JP1412
5975262675 | ACTIVE | 02010520 | 02010520 | 4 | EA | ELEC/INS | PANEL, ENCLSR, CARLON PRODUCTS, JP1210
3030054054 | ACTIVE | 02010521 | 02010521 | 6 | EA | MECH | BELT, DRIVE, V, 0.656"W, 0.438"THK, 96.000" INNER CIR, 98.800" OUTER CIR, NATIONAL PROD, B96
6640001050 | ACTIVE | 02010523 | 02010523 | 5 | EA | MECH | BOTTLE, RND/SAMPLE, POLY, 1 GAL, 4 EA/CS, MFG MDL HR128N-38, GRAINGER, 21YK23, WU:WATER SAMPLING & TESTING
5305150251 | ACTIVE | 02010601 | 02010601 | 12 | EA | MECH | SCREW, CAP, 1/2" X 1-1/4", SCKT/FLAT, ALLOY STL
5305149774 | ACTIVE | 02010601 | 02010601 | 34 | EA | MECH | SCREW, CAP, 1/2" X 2-1/2", SCKT/FLAT, ALLOY STL
5305155680 | ACTIVE | 02010601 | 02010601 | 100 | EA | MECH | SCREW, CAP, 3/8" X 1-3/4", SCKT/FLAT, CS, 16 TPI, WU: BOTTOM ASH HOPPER GATE FACE BOLTS, U1-4
5305150244 | ACTIVE | 99999999 | 02010601 | 12 | EA | MECH | SCREW, CAP, 1/2" X 1", SCKT/FLAT, ALLOY STL
5305149790 | ACTIVE | 02010601 | 02010601 | 93 | EA | MECH | SCREW, CAP, 1/2" X 1-3/4", HEX SCKT/FLAT, ALLOY STL
5305149782 | ACTIVE | 99999999 | 02010601 | 51 | EA | MECH | SCREW, CAP, 1/2" X 2", SCKT/FLAT, ALLOY STL
5305150509 | ACTIVE | 99999999 | 02010601 | 24 | EA | MECH | SCREW, CAP, 7/16" X 3/4", SCKT/FLAT, ALLOY STL
5330225359 | ACTIVE | 02010604 | 02010604 | 7 | EA | MECH | GASKET, RAISED FACE, 4" X 1/8"THK, 300#, NON-ASBESTOS, GARLOCK INC, BY DESCRP
5330172585 | ACTIVE | 02010604 | 02010604 | 36 | EA | MECH | GASKET, RAISED FACE, 4", 1/8"THICK, 150#, NON-ASBESTOS, ANY MFG, BY DESCRPT
5330190975 | ACTIVE | 02010604 | 02010604 | 4 | EA | MECH | GASKET, FULL FACE, 4" X 1/16"THK, 150#, ( 8 HOLES 3/4" ), NON-ASBESTOS, RICHARD KLINGER INC., C4400
5330187435 | ACTIVE | 02010604 | 02010604 | 10 | EA | MECH | GASKET, RAISED FACE, 4", 1/16"THK, 150#, NON-ASBESTOS, RICHARD KLINGER INC., C4400
0100001374 | ACTIVE | 33333333 | 02010605 | 7 | EA | MECH | GASKET, SPIRAL WOUND, FLEXITALLIC, 2-7/16" X 3-1/2" X .125 304/FG, NON-ASBESTOS, FOUR STATES GSKT, BY DESCRP, WU:NON RETURN VLV SHAFT END PLATES
4730107499 | ACTIVE | 02010609 | 02010609 | 1 | EA | MECH | UNION, PIPE, 3", GALV STL, 40 SCH, ANY MFG, BY DESCRP
4730119718 | ACTIVE | 02010609 | 02010609 | 2 | EA | MECH | UNION, PIPE, 3" NPS, SA105, SOCKET WELD, 3000 LB, ANY MFG, BY DESCRP
5975265116 | ACTIVE | 02010610 | 02010610 | 15 | EA | ELEC/INS | CLAMP, CONDUIT, RIGID, STRAP, 1-1/4", STL, STEEL CITY DIV, HS104, WU: ELECTRICAL SUPPLIES
5975265124 | ACTIVE | 02010610 | 02010610 | 18 | EA | ELEC/INS | CLAMP, CONDUIT, RIGID, STRAP, 1", 1-HOLE, STEEL CITY DIV, HS103, WU: ELECTRICAL SUPPLIES
5975262865 | ACTIVE | 02010610 | 02010610 | 19 | EA | ELEC/INS | CLAMP, CONDUIT, RIGID, STRP, 3/4", STEEL CITY DIV, HS102
5975264721 | ACTIVE | 02010610 | 02010610 | 40 | EA | ELEC/INS | CLAMP, CONDUIT, RIGID, STRAP, 1/2", STL, STEEL CITY DIV, HS-101, WU: ELECTRICAL SUPPLIES
5975262477 | ACTIVE | 33333333 | 02010610 | 13 | EA | ELEC/INS | CLAMP, CONDUIT, EMT, STRP, 3/4", STL, STEEL CITY DIV, TS102
5975263269 | ACTIVE | 33333333 | 02010610 | 13 | EA | ELEC/INS | CLAMP, CONDUIT, EMT, STRP, 1/2", STEEL CITY DIV, TS101
5365213080 | ACTIVE | 02010611 | 02010611 | 238 | EA | MECH | RETAINER, 1"ID, STL, WELD-ALL, CARBORUNDUM COMPANY, 44.0081
5130000101 | ACTIVE | 02010612 | 02010612 | 25 | EA | TOOL | ABRASIVE, WHEEL, CUTG, 2"DIA, 1/4", 3/8", MERIT ABRASIVE PRODUCTS, 2 X 1/4
5130000242 | ACTIVE | 02010612 | 02010612 | 175 | EA | TOOL | ABRASIVE, WHEEL, CUTG, 3"DIA, 1/4", 3/8", ANY MFG, BY DESCRP
5130000192 | ACTIVE | 33333333 | 02010612 | 160 | EA | TOOL | ABRASIVE, WHEEL, CUTG, 3"DIA, 1/8"FACE, 3/8"ARBOR, ANY MFG, BY DESCRP
5130000846 | ACTIVE | 02010612 | 02010612 | 18 | EA | TOOL | ABRASIVE, WHEEL, GRIND, 4-1/2"DIA, 1/8", 7/8", AL OXIDE, BULLARD ABRASIVE PROD, 24437, WU:MILWAUKEE 4-1/2" SANDER-GRINDER MDL 6145
5130000366 | ACTIVE | 02010612 | 02010612 | 73 | EA | TOOL | ABRASIVE, WHEEL, CUTG, 2"DIA, 1/8", 3/8", BULLARD ABRASIVE PRODUCTS, 53233
4820126086 | ACTIVE | 02010613 | 02010613 | 2 | EA | MECH | VALVE, BALL, 1", CPVC, GRAY, THDED, TYPE 342 EPDM SEALS, TRUE UNION, NON-ASB, ANY MFG, BY DESCRP
4730116367 | ACTIVE | 02010613 | 02010613 | 15 | EA | MECH | TEE, PIPE, PVC, THDED, 1", SCH 80, ANY MFG, BY DESCRP
4730116060 | ACTIVE | 02010613 | 02010613 | 1 | EA | MECH | CAP, PIPE, 1" FNPT, PVC, ANY MFG, BY DESCRP
4730117456 | ACTIVE | 02010613 | 02010613 | 6 | EA | MECH | COUPLING, PIPE, PVC, THDED, 1", SCH 80, ANY MFG, BY DESCRP
4730117704 | ACTIVE | 02010613 | 02010613 | 1 | EA | MECH | NIPPLE, PIPE, PVC, 1" X 6", THDED NPT, SCH 80, ANY MFG BY DESCRP
4730111699 | ACTIVE | 02010613 | 02010613 | 3 | EA | MECH | NIPPLE, PIPE, PVC, 1" X 4", THDED, ANY MFG BY DESCRP
4730106392 | ACTIVE | 02010613 | 02010613 | 2 | EA | MECH | NIPPLE, PIPE, PVC, 1" X 2", THDED, ANY MFG BY DESCRP
4730110212 | ACTIVE | 02010613 | 02010613 | 3 | EA | MECH | NIPPLE, PIPE, PVC 1" X CLOSE, THDED, SCH 80, ANY MFG BY DESCRP
4730119742 | ACTIVE | 02010613 | 02010613 | 16 | EA | MECH | ELBOW, PIPE, PVC, 45 DEG, 1", 80 SCH, THDED, ANY MFG BY DESCRP
0100005497 | ACTIVE | 02010614 | 02010614 | 1 | EA | ELEC/INS | POWERSUPPLY,PS 5V9A 115/23VAC,IN EUROCARD.VME 115V,ACRISON INC.,129-0098,WU:ALL UNITS, ACI SYSTEMS
5365208320 | ACTIVE | 33333333 | 02010615 | 3 | EA | MECH | SHIM, (2 HALF RINGS=1 EA) GENERAL ELEC, 165A527EA-1-3-D09, WU:BFP TURB 153066&69, BEARING THRUST 101B451BRG-3, U3&4
5930234140 | ACTIVE | 33333333 | 02010616 | 2 | AS | ELEC/INS | SWITCH, TEMPERATURE, SNAP ACTION, SPDT, MERCOID CORP., 200-1010, WU: FEED WATER HTRS, U-3&4
0100006988 | ACTIVE | 02010617 | 02010617 | 1 | EA | MECH | SLEEVE, CONE, BUNA, 6" X 4", ALLEN-SHERMAN-HOFF, MDL SP235379, SP235379P1, WU: U-1 BOTTOM ASH DRAG CHAIN, 6" CYLINDER OPERATED PINCH VALVE
4730131663 | ACTIVE | 02010621 | 02010621 | 2 | EA | MECH | FLANGE, PIPE, 4" PIPE SIZE, FBRCAST, SCKTWELD, PROCESS EQUIP, FIG. 18
0100005464 | ACTIVE | 02010124 | 02010624 | 8 | EA | ELEC/INS | LIGHT, REFLECTOR, CLAMP, 120 V, 300 W, SILVER, 18 GAUGE/ 3 CNDCTR, CERAMIC SCKT, 8FT, GRAINGER, 5AY60
0100004644 | ACTIVE | 33333333 | 02010703 | 2 | EA | ELEC/INS | MONITOR, TRIP CIRCUIT, RAW-1, 125VDC, RED LIGHT, EMAX, 632A301-RED, WU:ALL UNITS
3110059825 | ACTIVE | 02010703 | 02010703 | 2 | EA | MECH | BEARING, CYLINDRICAL, 1.7717"ID, 3.3465"OD, 0.7480"W, SKF NU209, WU:LS 3&4 BLOWDOWN PMPS MDL 2.5X2SRC86
4730127711 | ACTIVE | 02010704 | 02010704 | 1 | EA | MECH | ELBOW, PIPE, SA182F22, 90 DEG, NPS 1-1/4", 9000 LB, SOCKET WELD, ANY MFG BY DESCRP
4730127638 | ACTIVE | 02010704 | 02010704 | 2 | EA | MECH | ELBOW, PIPE, SA182F22, 45 DEG, NPS 1-1/4", 9000 LB, SOCKET WELD, ANY MFG BY DESCRP
5305154360 | ACTIVE | 99999999 | 02010705 | 6 | EA | MECH | BOLT, OEM, WU:GE TURBINES 1,170X763,170X764, SEQ#2697, PCKNG CASING,N1&N3, U1,3+4
5305154329 | ACTIVE | 33333333 | 02010705 | 3 | EA | MECH | BOLT, OEM, GENERAL ELECTRIC, U624P208L0700, WU: GE TURBINE, NOZZLE BOX LOWER UNITS1,3,&4
5305154378 | ACTIVE | 02010705 | 02010705 | 7 | EA | MECH | SCREW, OEM,1/2 IN,2-5/8 IN, GENERAL ELECTRIC SUPPLY CO., U625P204L0262
5305155524 | ACTIVE | 33333333 | 02010705 | 6 | EA | MECH | SCREW, CAP, 1" X 5-3/4", SOCKET/ROUND, CS, 8 TPI, GRD 8, GE TURBINE T-1 BEARING
5305155342 | ACTIVE | 33333333 | 02010705 | 2 | EA | MECH | SCREW,INSULATION,#10 DIA,1/2 IN,RND/SLOTTED,NYLON,24 TPI
0100004674 | ACTIVE | 02010707 | 02010707 | 2 | RO | OFF/JAN | RIBBON, THERMAL, 2.5"W, 984' L, BLACK, INDUSTRIAL SAFETY SOLUTIONS, ISS-R2B, WU:LOTO PERSONAL LOCK LABEL PRINTER
0100004747 | ACTIVE | 02010707 | 02010707 | 8 | EA | OFF/JAN | RIBBON, THERMAMARK, 4.33, 984 FT, PREM, WAX, (12EA/PKG) INSTAMATION SYSTEMS, BY DESCRP, WU:ZEBRA/TSC PRINTERS
5305151036 | ACTIVE | 99999999 | 02010708 | 77 | EA | MECH | SCREW, CAP, 1/2" X 1-1/2", HEX, BRS, 13 TPI
5305153396 | ACTIVE | 02010709 | 02010709 | 200 | EA | MECH | SCREW, CAP, 1/2" X 1-3/4", HEX, ZINC PLTD CS, 13 TPI, GRD 5
4820124552 | ACTIVE | 02010712 | 02010712 | 1 | EA | MECH | VALVE, CHECK, 3/4", PVC, SCKTWLD, NON-ASB, HAYWARD MFG CO., BY DESCRP
4820124446 | ACTIVE | 02010712 | 02010712 | 3 | EA | MECH | VALVE, BALL, 3/4", PVC, SCKT, NON-ASB, CELANESE PIPING SYSTEMS, BY DESCRP
4730124189 | ACTIVE | 02010712 | 02010712 | 8 | EA | MECH | UNION, PIPE, 3/4", PVC, SCKT, 80 SCH, ANY MFG, BY DESCRP
4730115146 | ACTIVE | 02010712 | 02010712 | 4 | EA | MECH | ELBOW, PIPE, PVC, 45 DEG, 3/4", SOCKET WELD, ANY MFG BY DESCRP
4730111327 | ACTIVE | 33333333 | 02010712 | 2 | EA | MECH | TEE, PIPE, PVC, SCKTWELD, 3/4", SCH 80, ANY MFG, BY DESCRP
4730112903 | ACTIVE | 33333333 | 02010712 | 1 | EA | MECH | COUPLING, PIPE, PVC, SCKT, 3/4", SCH 80, ANY MFG, BY DESCRP
4730116532 | ACTIVE | 02010712 | 02010712 | 3 | EA | MECH | CAP, PVC, 3/4", SCKT, SCH 80, ANY MFG, BY DESCRP
7920000069 | ACTIVE | 33333333 | 02010714 | 4 | EA | TOOL | BRUSH, CLEANING, SCRUB, 6-1/2"L, 2-5/8"W, UNISOURCE, 40H3547
5930233316 | ACTIVE | 33333333 | 02010715 | 1 | EA | ELEC/INS | SWITCH, LIMIT, ROTR/GEARED, SMB 00, 4-TRAIN, LIMITORQUE VALVE CONTROLS, 10160
4730123728 | ACTIVE | 02010716 | 02010716 | 10 | EA | MECH | NIPPLE, PIPE, CARBON STEEL, 2" X 4", THDED NPT, SCH 80, SA106B, ANY MFG BY DESCRP
4730108497 | ACTIVE | 02010716 | 02010716 | 11 | EA | MECH | NIPPLE, PIPE, FORGED STEEL, 2" X 6", THDED NPT, SCH 80, SA106B, ANY MFG BY DESCRP
4730104884 | ACTIVE | 02010716 | 02010716 | 7 | EA | MECH | NIPPLE, PIPE, FORGED STEEL, 2" X 3", THDED NPT, SCH 80, SA106B, ANY MFG BY DESCRP
4730108976 | ACTIVE | 02010716 | 02010716 | 9 | EA | MECH | NIPPLE, PIPE, FORGED STEEL, 2" X CLOSE, THDED NPT, SCH 80, SA106B, ANY MFG BY DESCRP
5340190064 | ACTIVE | 02010720 | 02010720 | 1 | EA | TOOL | LOCKSET, CYLINDRICAL, W/O CORE, BEST LOCK CORPORATION, 63K7D4C-612
8110000125 | ACTIVE | 02010722 | 02010722 | 856 | EA | MECH | SEAL, DRUM, 2 IN, WHITE PLASTIC, RIEKE CORP., PX-3, WHITE, (1000EA/CS)
8110000133 | ACTIVE | 99999999 | 02010722 | 937 | EA | MECH | SEAL, DRUM, 3/4 IN, WHITE PLASTIC, RIEKE CORP, PX-1
4520087752 | ACTIVE | 02010723 | 02010723 | 4 | EA | MECH | ELEMENT, FILTER, AIR, 14"W, 20"L, 1"THK, GLASS, AIR PURE, IGF 14X20X1
4730109917 | ACTIVE | 02010801 | 02010801 | 8 | EA | MECH | REDUCER, PIPE, GALV STL, 2" X 1-1/2", BELL, SCH 40, ANY MFG, BY DESCRP
4730107796 | ACTIVE | 02010801 | 02010801 | 13 | EA | MECH | REDUCER, PIPE, GALV STL, 1-1/2" X 1" FNPT, BELL, SCH 40, ANY MFG, BY DESCRP
4730110584 | ACTIVE | 02010801 | 02010801 | 1 | EA | MECH | REDUCER, PIPE, GALV STL, 1-1/2" X 1-1/4" FNPT, BELL, SCH 40, ANY MFG, BY DESCRP
4320089594 | ACTIVE | 02010801 | 02010801 | 2 | EA | MECH | REDUCER, PIPE, CS, 3/4" X 3/8", BELL, 3000 #, THDED, ANY MFG, BY DESCRP, WU:G-D BLOWER 211CDL23D, FLYASH BLOWER, U-3&4
0100004469 | ACTIVE | 02010802 | 02010802 | 2 | EA | MECH | BEARING, ROLLER, TAPERED, CONSISTS OF 27881, 27820D, X27880 SPACER, TIMKEN, 90017, WU:LIMESTONE 3&4 BLOWDOWN PMPS MDL 2.5X2SRC86204
0100004464 | ACTIVE | 02010802 | 02010802 | 2 | EA | MECH | RING, V, (DE) CR #400324, VR1-4, WEIR SLURRY GROUP, 48182 ,WU:LIMESTONE 3&4 BLOWDOWN PMPS MDL 2.5X2SRC86204
0100004466 | ACTIVE | 02010802 | 02010802 | 2 | EA | MECH | SEAL, LIP, C/R #12718, CRW1-R, WEIR SLURRY GROUP, 48177, WU:LIMESTONE 3&4 BLOWDOWN PUMPS MDL 2.5X2SRC86204
0100004473 | ACTIVE | 02010802 | 02010802 | 2 | EA | MECH | WASHER, BRG, KEYED, TNGD, #K91507, WU:LIMESTONE 3&4 BLOWDOWN PMPS MDL 2.5X2SRC86204
0100004468 | ACTIVE | 02010802 | 02010802 | 2 | EA | MECH | WASHER,LOCK,TW-107,WU:LIMESTONE 3&4 BLOWDOWN PUMPS MODEL 2.5X2SRC86204
0100004467 | ACTIVE | 02010802 | 02010802 | 2 | EA | MECH | SEAL, LIP, C/R #22015, CRW1-R, WEIR SLURRY GROUP, 48184, WU:LIMESTONE 3&4 BLOWDOWN PMPS MDL 2.5X2SRC86204
0100004465 | ACTIVE | 02010802 | 02010802 | 1 | EA | MECH | RING, V, (IE) C/R #400550 VR1-R, WEIR SLURRY GROUP, 48181, WU:LIMESTONE 3&4 BLOWDOWN PMPS MDL 2.5X2SRC86204
8120000032 | ACTIVE | 33333333 | 02010803 | 1 | EA | MECH | MANIFOLD, 4-VALVE WITH PLUS II HOSES, GAUGE SCALE R22, IMPERIAL-EASTMAN, H85-488, WU:ALL AIR CONDITIONING REFRIGERATON SYSTEMS
0100007043 | ACTIVE | 02010803 | 02010803 | 2 | EA | MECH | GASKET, 28-3/8X28-3/8X1/4", RED RUBBER, HOLES:16 EA W/1" DIA & 36" CENTERLINE, MID HOLES:7-1/2" C TO C, FOUR STATES, WU:U-1&4 CLINKER GRINDERS
5330223560 | ACTIVE | 02010804 | 02010804 | 1 | EA | MECH | SEAL, OIL, PUMP, 5"ID X 6.001"OD X 0.5"W, NATL OIL SEAL, 415725
5330223552 | ACTIVE | 02010804 | 02010804 | 2 | EA | MECH | SEAL, OIL, PUMP, 3.75"ID X 4.751"OD X 0.5"W, NATL OIL SEAL, 415379
0100005623 | ACTIVE | 02010805 | 02010805 | 1 | EA | MECH | VALVE, RELIEF, 1-1/2" MNPT, CS, NON-ASB, MERCER, 81-34251T23G21-750, WU:U-3&4 BOOTSTRAP LINE
5975264390 | ACTIVE | 02010806 | 02010806 | 7 | EA | ELEC/INS | CONNECTOR, ROMEX, 3/4", CLAMP TYPE, STEEL CITY DIV, NC-302
5975260299 | ACTIVE | 02010806 | 02010806 | 10 | EA | ELEC/INS | CONNECTOR, CABLE, ROMEX, 1/2", STEEL CITY DIV. NC-301
4730135268 | ACTIVE | 02010809 | 02010809 | 8 | EA | MECH | COUPLING, PIPE, 1", VICTAULIC, 78, WU: HYDROCONES PARTS
4730135177 | ACTIVE | 02010809 | 02010809 | 2 | EA | MECH | COUPLING, PIPE, 3", VICTAULIC, 77, WU: BOILER, U-1 THRU 4, MAINTENANCE
4730135169 | ACTIVE | 02010809 | 02010809 | 2 | EA | MECH | COUPLING, PIPE, 2-1/2", VICTAULIC,77, WU: BOILER, PLANTWIDE MAINTENANCE
5330224154 | ACTIVE | 02010809 | 02010809 | 7 | EA | MECH | GASKET, 1", NON-ASB, VICTAULIC, 77, WU: HYDROCONES, WMS
6685370972 | ACTIVE | 02010811 | 02010811 | 1 | EA | ELEC/INS | THERMOMETER, 1/2" NPT, 5" ADJUSTABLE DIAL, 15" STEM, 50-550 DEG F, MODEL J, MARSHALL, L53808
5310154900 | ACTIVE | 02010811 | 02010811 | 150 | EA | MECH | NUT, HEX, 1/2",GR 2H , CS A194, ASTM, ANY MFG, BY DESCRP
5975264812 | ACTIVE | 33333333 | 02010812 | 54 | EA | ELEC/INS | CLAMP, CONDUIT, EMT, STRP, 1-1/2", ELECTRO-GALV STL, ANY MFG, BY DESCRP, WU: ELECTRICAL SUPPLIES
5975264101 | ACTIVE | 02010812 | 02010812 | 60 | EA | ELEC/INS | CLAMP, CONDUIT, STRAP, 1", B-LINE SYSTEMS, 2010, WU: ELECTRICAL SUPPLIES
5975264788 | ACTIVE | 33333333 | 02010812 | 48 | EA | ELEC/INS | CLAMP, CONDUIT, EMT, STRAP, 1-1/4", ELECTRO-GALV STL, ANY MFG, BY DESCRP, WU: ELECTRICAL SUPPLIES
5975264796 | ACTIVE | 02010812 | 02010812 | 60 | EA | ELEC/INS | CLAMP, CONDUIT, RIGID, STRAP, 3/4", ELECTRO-GALV STL, B-LINE SYSTEMS, B2009, WU: ELECTRICAL SUPPLIES
5975264804 | ACTIVE | 02010812 | 02010812 | 14 | EA | ELEC/INS | CLAMP, CONDUIT, RIGID, STRAP, 1/2", ELECTRO-GALV STL, UNISTRUT, P1111, WU: ELECTRICAL SUPPLIES
3030055101 | ACTIVE | 02010813 | 02010813 | 1 | MS | MECH | BELT, DRIVE, V/WDG, (MATCHED SET OF 3), 0.625"W, 0.531"THK, 80.000" OUTER CIR, GATES, 5VX800 WU:DA ROOF EXHAUST FAN 3A, 3B, 4A & 4B, U-3&4
5950252311 | ACTIVE | 02010816 | 02010816 | 10 | EA | ELEC/INS | TRANSFORMER, HIGH SODIUM LIGHTING, ADVANCED TRANSFORMER, 71A9523-001
4730103928 | ACTIVE | 02010817 | 02010817 | 9 | EA | MECH | ELBOW, PIPE, SA182F22, 90 DEG, NPS 1", 6000 LB, SOCKET WELD, ANY MFG BY DESCRP
4730124049 | ACTIVE | 02010817 | 02010817 | 6 | EA | MECH | ELBOW, PIPE, SA105, 45 DEG, NPS, 1", 3000 LB, SOCKET WELD, ANY MFG BY DESCRP
4730118298 | ACTIVE | 02010817 | 02010817 | 6 | EA | MECH | TEE, PIPE, SA105, SCKTWELD,1", 3000 LB, ANY MFG, BY DESCRP
4730135920 | ACTIVE | 02010817 | 02010817 | 6 | EA | MECH | CAP, PIPE, 1" NPS, SW, FS, SA105, 3000 LB, ANY MFG, BY DESCRP
4730103423 | ACTIVE | 02010817 | 02010817 | 2 | EA | MECH | COUPLING, PIPE, FS, SA105, 1", NPS, SCKTWELD, 3000#, ANY MFG, BY DESCRP
4730114065 | ACTIVE | 02010818 | 02010818 | 16 | EA | MECH | UNION, PIPE, 1" NPS, SA105, SOCKETWELD, 3000 LB, ANY MFG, BY DESCRP
4730110816 | ACTIVE | 02010818 | 02010818 | 20 | EA | MECH | ELBOW, PIPE, SA105, 90 DEG, NPS, 1", 3000 LB, SOCKET WELD, ANY MFG BY DESCRP
6515000187 | ACTIVE | 02010820 | 02010820 | 9 | BX | SAFETY | PROTECTOR,EAR,DISPOSABLE, (200/BX)(10/BX/CS),FOAM,UNCORDED,NRR 33DB,HOWARD LEIGHT MAX,HOWARMAX-1 (NO SUBS)
4720001595 | ACTIVE | 33333333 | 02010821 | 8 | FT | MECH | HOSE, HYD, 1/4", DAYCO RUBBER PRODUCTS CO, 4MX
4730119627 | ACTIVE | 02010822 | 02010822 | 1 | EA | MECH | ELBOW, PIPE, SA105, 90 DEG, NPS, 1-1/4", 3000 LB, THDED FNPT X MNPT, ANY MFG BY DESCRP
4730115989 | ACTIVE | 02010822 | 02010822 | 7 | EA | MECH | TEE, PIPE, SA105 FS, THDED NPT, 1-1/4", 3000 LB, ANY MFG, BY DESCRP
4730103191 | ACTIVE | 02010822 | 02010822 | 21 | EA | MECH | ELBOW, PIPE, SA105, 90 DEG, NPS, 1-1/4", 3000 LB, THDED, ANY MFG BY DESCRP
4730106285 | ACTIVE | 02010822 | 02010822 | 4 | EA | MECH | ELBOW, PIPE, SA105, 45 DEG, NPS, 1-1/4", 3000 LB, THDED, ANY MFG BY DESCRP
5330225995 | ACTIVE | 02010901 | 02010901 | 1 | KT | MECH | GASKET, KIT, FDCR, NON-ASBESTOS, MARLEY HEAT TRANSFER, 398883M, INSPECTION HOLE, OIL RET, OIL TROUGH CVR, PINION CAGE CAP
5330219261 | ACTIVE | 02010901 | 02010901 | 2 | ST | MECH | GASKET, KIT, NON-ASBESTOS, MARLEY COOLING TOWER, 213488M, (4) GASKETS
5330188664 | ACTIVE | 02010901 | 02010901 | 4 | ST | MECH | GASKET, KIT, CERAMIC FILLER, NON-ASBESTOS, GENERAL ELECTRIC CO., 199A1090P0002, (4) GASKETS
4810134850 | ACTIVE | 02010902 | 02010902 | 4 | EA | MECH | BOLT, CARRIAGE, PACKING, WU:U3&4 VALTEK VLVS
5305155334 | ACTIVE | 02010902 | 02010902 | 10 | EA | MECH | BOLT, CARRIAGE, 5/8"DIA, 2-1/2"L, ANY MFG, BY DESCRP
5305147596 | ACTIVE | 02010902 | 02010902 | 56 | EA | MECH | BOLT, CARRIAGE, 1/2" X 3", 13 TPI, ZINC CHROMATE PLTD,
5305143611 | ACTIVE | 33333333 | 02010902 | 5 | EA | MECH | BOLT, CARRIAGE, 1/2" X 4-1/2", 13 TPI, ZINC CHROMATE PLTD
5305149006 | ACTIVE | 02010902 | 02010902 | 35 | EA | MECH | BOLT, CARRIAGE, 1/2" X 1-1/2", 13 TPI, ZINC CHROMATE PLTD
5305148594 | ACTIVE | 02010902 | 02010902 | 64 | EA | MECH | BOLT, CARRIAGE, 1/2" X 6", 13 TPI, ZINC CHROMATE PLTD
3460000072 | ACTIVE | 02010903 | 02010903 | 5 | EA | MECH | KEY, CHUCK, 3/8", K2, IRWIN AUGER BIT, 70478
0100005119 | ACTIVE | 02010906 | 02010906 | 4 | EA | MECH | VALVE, BALL, W/ FLAG HANDLE, 1/2", IPS, NON-ASB, GRAINGER, 2LVG6, WU:PLANT WIDE RPLCMNT PRTS, EYE WASH STATIONS
3439003199 | ACTIVE | 02010908 | 02010908 | 10 | LB | TOOL | ELECTRODE, WELDING, ROD,1/8"DIA,INCONEL 182,ENICRFE-3,MILL TEST REPORT REQ'D,(10#/CONT),ALLOY RODS,BY DESCRP,INSPECTION REQ'D, (USE W/5365218154)
4730108174 | ACTIVE | 02010909 | 02010909 | 2 | EA | MECH | ELBOW, PIPE, SA182F316, 45 DEG, NPS 1", 3000 LB, THDED, ANY MFG BY DESCRP
4730106723 | ACTIVE | 33333333 | 02010909 | 7 | EA | MECH | ELBOW, PIPE, SA182F316, 90 DEG, NPS 1", 3000 LB, THDED, ANY MFG BY DESCRP
4730105113 | ACTIVE | 02010909 | 02010909 | 5 | EA | MECH | UNION, PIPE, 1", 316 SS, THDED, 150 LB, ANY MFG, BY DESCRP
4730104306 | ACTIVE | 02010909 | 02010909 | 3 | EA | MECH | COUPLING, PIPE, 316SS, SA182F316L,THDED, NPS 1", 3000#, ANY MFG, BY DESCRP
4730105204 | ACTIVE | 02010909 | 02010909 | 14 | EA | MECH | PLUG, PIPE, 1" MNPT, SS, SA182F316L, HEX HD, 6000 LB, ANY MFG, BY DESCRP
4730114206 | ACTIVE | 02010909 | 02010909 | 9 | EA | MECH | PLUG, PIPE, 1" MNPT, SS, SA182F316L, RD HD, 6000 LB, ANY MFG, BY DESCRP
4730114297 | ACTIVE | 02010909 | 02010909 | 7 | EA | MECH | CAP, PIPE, 1" FNPT, 316 SS, 150 LB, ANY MFG, BY DESCRP
0100003332 | ACTIVE | 02010910 | 02010910 | 1 | EA | MECH | SEAT,40D,10",MOLDED WITH VITON, HARDENED STEEL,UNITED CONVEYOR,191801-4-2-1,WU:U-3&4 ASH CONVEYOR SYSTEM USE W/01000003331
4730112044 | ACTIVE | 02010912 | 02010912 | 1 | EA | MECH | NIPPLE, PIPE, STAINLESS, 1" X 8", THDED NPT, SCH 80, SA312TP316L SEAMLESS, ANY MFG BY DESCRP
4730104348 | ACTIVE | 02010912 | 02010912 | 5 | EA | MECH | COUPLING, PIPE, HEX, 316 SS, 1" FNPT, SWAGELOK, SS-16-HCG
4730113612 | ACTIVE | 02010912 | 02010912 | 2 | EA | MECH | TEE, PIPE, 316 SS, 1" FNPT, 150 LBS, ANY MFG, BY DESCRP
4730115328 | ACTIVE | 02010912 | 02010912 | 5 | EA | MECH | ELBOW, PIPE, 316 SS, 90 DEG, 1", 150 LB, FNPT, ANY MFG, BY DESCRP
4730110451 | ACTIVE | 02010912 | 02010912 | 8 | EA | MECH | NIPPLE, PIPE, STAINLESS, 1" X4", THDED NPT, SCH 40, SA312TP316L SEAMLESS, ANY MFG BY DESCRP
4730117944 | ACTIVE | 02010912 | 02010912 | 27 | EA | MECH | NIPPLE, PIPE, STAINLESS, 1" X CLOSE,THDED NPT, SCH 80, SA312TP316L SEAMLESS, ANY MFG BY DESCRP
3439001961 | ACTIVE | 02010914 | 02010914 | 8 | LB | TOOL | ELECTRODE, WELDING, ROD, 3/32"DIA, INCONEL 112 COVERED, (10# CONT), ROCKMOUNT RESEARCH, 1223 NICRMO3
3110070038 | ACTIVE | 02010916 | 02010916 | 1 | ST | MECH | BEARING, HIGH LEADED BRZ, JOHNSTON PUMP FACTORY, 30869-932, WU:JOHNSTON PUMP,(7EA/ST), (MC 82-0059), WU: JOHNSON PMP, 7-STG, 18CC TOP, 1-STG 20,
3110070053 | ACTIVE | 02010916 | 02010916 | 2 | EA | MECH | BEARING, HIGH LEADED BRONZE, JOHNSTON PUMP FACTORY, 9318-932, WU: JOHNSTON PUMP
3110070046 | ACTIVE | 02010916 | 02010916 | 2 | EA | MECH | BEARING, HIGH LEADED BRONZE, JOHNSTON PUMP FACTORY, 37939-932, WU: JOHNSTON PUMP
0100004676 | ACTIVE | 33333333 | 02010917 | 4 | RO | SAFETY | TAG,WARNING,3.25 IN,5.5 IN,.75" X.188" SLOT TOP CENTER,"DANGER",ELECTROMARK 60345D3X7.875; 875/ROLL; WU:LOTO DANGER TAGS
3439002977 | ACTIVE | 02011001 | 02011001 | 80 | EA | TOOL | ELECTRODE, ROD HELIARC, 1/8", 8EA = 1LB (10# CONT),ER309,MILL TEST REPORT REQ'D,(10# CONT) 8 EA=1LB,JOHNSTON STAINLESS,BY DESCRP,INSPECTION REQ'D
4820120303 | ACTIVE | 02011002 | 02011002 | 2 | EA | MECH | VALVE, NEEDLE, 1/4", BRS BODY, NON-ASB, OEM, NUPRO/SWAGELOK, B-4JN4
4730106798 | ACTIVE | 99999999 | 02011002 | 25 | EA | MECH | SWIVEL, 1/4", MALE, IMPERIAL - EASTMAN CORP, 178N04X04
4730130954 | ACTIVE | 02011002 | 02011002 | 10 | EA | MECH | TEE, TUBING, MALE BRANCH, 1/4" FLARE X FLARE X MNPT BRANCH, IMPERIAL - EASTMAN CORP, 45F0404
4730130970 | ACTIVE | 02011002 | 02011002 | 50 | EA | MECH | CONNECTOR,TUBING, BRASS, 1/4" FLARE X 1/4" MNPT, PARKER HANNIFIN, 48-F-4-4
3110059833 | ACTIVE | 33333333 | 02011005 | 2 | ST | MECH | BEARING, ROLLER TAPERED SET=(1) CONE 3767,(1) CUP 3732, 2.0625"ID, 3.8750"OD,1.1875"W, TAP, STOCK EQUIP, B108, WU:STK FEDR BLTS, U1-4
3110059346 | ACTIVE | 02011005 | 02011005 | 4 | ST | MECH | BEARING, ROLLER, (CONE-41100, CUP-41286), 1"ID, 2.8593"OD, 0.9688"W, TAP, STOCK EQUIP, B57, WU:STOCK FEDER GEAR BOX MODEL 4766-2B DWG L-D8230-B
3110065624 | ACTIVE | 02011005 | 02011005 | 6 | ST | MECH | BEARING, CLEANOUT, ROLLER TPRD RED CONE & CUP, 1.4375"ID, 2.7170"OD, 0.7500"W, TAP, STOCK EQUIP. CO., B-142, STCK RADIANT BLR FDR, U1-4
3110066895 | ACTIVE | 99999999 | 02011005 | 2 | ST | MECH | BEARING, CONE/CUP, 1.3125"ID, 3.2500"OD, 1.0000"W, TAP, GREERCO CORP., 315247, WU:STOCK EQUIP BELT DRIVE RDCR, U 3+4
5940240327 | ACTIVE | 02011006 | 02011006 | 2 | BX | ELEC/INS | LUG, COMPRESSION, SPADE, OMEGA ENG INC., SLIR-20
5940240285 | ACTIVE | 02011006 | 02011006 | 1 | BX | ELEC/INS | LUG, COMPRESSION, TERMINAL, OMEGA ENGINEERING INC., TLCO-20
5940240277 | ACTIVE | 02011006 | 02011006 | 1 | BX | ELEC/INS | LUG, COMPRESSION, TERMINAL, OMEGA ENGINEERING INC., TLIR-20
5940240335 | ACTIVE | 02011006 | 02011006 | 1 | BX | ELEC/INS | LUG, COMPRESSION, SPADE, OMEGA ENG. INC., SLCO-20
4820125039 | ACTIVE | 02011007 | 02011007 | 3 | EA | MECH | VALVE, GATE, RISING STEM, 1-1/2", BRZ BODY & TRIM, THRD, 300/200 SWP (550 F MAX), 600/400 WOG, NON-ASB, ASTM,CRANE,424
6685362847 | ACTIVE | 02011009 | 02011009 | 1 | EA | ELEC/INS | REGULATOR, PRESSURE, SS BACK, 1/4" ORIFICE, FNPT, TEFLON SEAT/PAN MNT, 0-25PSI (1.7 BAR),D CONFGRTN, VERIFLO INSTRUMENT, 77-039
5305152844 | ACTIVE | 99999999 | 02011009 | 320 | EA | MECH | SCREW, SET, #10-32 X 1/4", HEX/SCKT, ALLOY STL, CUP POINT
5305148453 | ACTIVE | 02011011 | 02011011 | 48 | EA | MECH | SCREW, CAP, 1/4" X 2", HEX, 316 SS, 20 TPI
5310154108 | ACTIVE | 02011011 | 02011011 | 200 | EA | MECH | NUT, HEX, 1/4", 316 SS, 20 TPI, ANY MFG, BY DESCRP
5305148883 | ACTIVE | 33333333 | 02011011 | 150 | EA | MECH | SCREW, CAP, 1/4" X 3/4", HEX, 316 SS, 20 TPI
5305144080 | ACTIVE | 33333333 | 02011011 | 864 | EA | MECH | SCREW, CAP, 1/4" X 1", HEX, 316 SS, 20 TPI
5310153647 | ACTIVE | 02011011 | 02011011 | 936 | EA | MECH | WASHER, FLAT, 1/4", 316 SS, ANY MFG, BY DESCRP
5305149162 | ACTIVE | 02011011 | 02011011 | 60 | EA | MECH | SCREW, CAP, 1/4" X 2-1/2", HEX, 316 SS, 20 TPI
5310153563 | ACTIVE | 02011011 | 02011011 | 1650 | EA | MECH | WASHER, LOCK, 1/4", 316 SS
5305154089 | ACTIVE | 33333333 | 02011012 | 3 | EA | MECH | BOLT, U BOLT, 7/8" X 16", FOR 12" PIPE, WU:BOTTOM ASH CONVEYING SYSTEM, U-1,2,3,4
0100004854 | ACTIVE | 33333333 | 02011013 | 2 | EA | ELEC/INS | PROBE,DISSOLVED OXYGEN,PPB,30 PSIG, 35.6 - 140F,1.315",1" NPT,PRECISION FITTNG & GAUGE (HONEYWELL),DL5PPB-300-0000,WU: PLANT WIDE
4810135824 | ACTIVE | 02011015 | 02011015 | 1 | EA | MECH | SEAL, METAL, CONTROL COMPONENTS, 321326025
4810135758 | ACTIVE | 02011015 | 02011015 | 2 | EA | MECH | SEAL, CONTROL, BALANCE, CONTROL COMPONENTS, 255590307
6515000187 | ACTIVE | 02010820 | 02011019 | 23 | BX | SAFETY | PROTECTOR,EAR,DISPOSABLE, (200/BX)(10/BX/CS),FOAM,UNCORDED,NRR 33DB,HOWARD LEIGHT MAX,HOWARMAX-1 (NO SUBS)
0100004572 | ACTIVE | 02011020 | 02011020 | 1 | EA | MECH | PUMP, OIL, DISCHARGE, MDL 10 GPM, OIL FILTRATION SYSTEMS, ODP-SG0716-GOV, WU:U3&4 VACUUM DEHYDRATER (MDL 10GPM)
3455000053 | ACTIVE | 02011021 | 02011021 | 28 | EA | TOOL | BLADE, CUTTING, SAW/BAND, 1/2"W, 3'8-7/8"L, 0.020"THK, HIGH SPEED STL, RAKER, 14T, CAPEWELL MFG CO, B4414
0100006560 | ACTIVE | 02011102 | 02011102 | 1 | EA | ELEC/INS | FUSE, 700 A, 1000 V, SIEMENS ENERGY, A1A0100665, WU: U-4 ID FAN VFD
0100005416 | ACTIVE | 02011102 | 02011102 | 4 | EA | ELEC/INS | FUSE,CELL,100 A,SIEMENS,A1A099719,WU:LAKE STATION
0100005430 | ACTIVE | 02011102 | 02011102 | 6 | EA | ELEC/INS | FUSE, FMR, SIEMENS, A5E02205474, WU:LAKESTATION SWITCHGEAR
0100005428 | ACTIVE | 02011102 | 02011102 | 1 | EA | ELEC/INS | FUSE,CONTROL,600 V,6 A,SIEMENS,A1A081099,WU:LAKE STATION
4730130137 | ACTIVE | 02011103 | 02011103 | 12 | EA | MECH | ELBOW, PIPE, SR, SA234WPB SEAMLESS, 90 DEG, NPS 1-1/4", SCH XH, BUTTWELD, ANY MFG BY DESCRP
4730128784 | ACTIVE | 02011103 | 02011103 | 3 | EA | MECH | CAP, PIPE, 1-1/4" NPS, BW, SCH XH, CS, SA234WPB, SMLS, ANY MFG, BY DESCRP
4730129865 | ACTIVE | 02011103 | 02011103 | 13 | EA | MECH | ELBOW,PIPE,LR,SA234WPB,45 DEG,NPS 1-1/4 IN,SCH XH,BUTTWELD,ANY MFG,BY DESCRP
4730128719 | ACTIVE | 02011103 | 02011103 | 52 | EA | MECH | ELBOW,PIPE,LR,SA234WPB SEAMLESS,90 DEG,NPS 1-1/4 IN,SCH XH,BUTTWELD,ANY MFG,BY DESCRP
4730117514 | ACTIVE | 02011103 | 02011103 | 38 | EA | MECH | ELBOW,PIPE,LR,SA234WPB SEAMLESS,90 DEG,NPS 1-1/4 IN,SCH 40,BUTTWELD,ANY MFG,BY DESCRP
4730128701 | ACTIVE | 02011104 | 02011104 | 6 | EA | MECH | ELBOW,PIPE,LR,SA234WPB SEAMLESS,90 DEG,NPS 1-1/2 IN,SCH XH,BUTTWELD,ANY MFG,BY DESCRP
4730130129 | ACTIVE | 02011104 | 02011104 | 8 | EA | MECH | ELBOW, PIPE, SR, SA234WPB SEAMLESS, 90 DEG, NPS 1-1/2", SCH XH, BUTTWELD, ANY MFG BY DESCRP
4730123496 | ACTIVE | 02011104 | 02011104 | 6 | EA | MECH | ELBOW, PIPE, LR,SA234WPB SEAMLESS, 45 DEG, NPS, 1-1/2", SCH 40, BUTTWELD, ANY MFG BY DESCRP
3110058942 | ACTIVE | 02011107 | 02011107 | 6 | EA | MECH | BEARING, TAPERED CUP, 2.6875"OD, 0.8750"W, TIMKEN CO, 23420, WU:BURHANS-SHARPE LIME SLURRY AGIT, MDL 3-TO-44, U-3&4 RCC, 0.062 IN
3110059767 | ACTIVE | 02011107 | 02011107 | 2 | EA | MECH | BEARING, TAPERED CUP, 1.9380"OD, 0.6250"W, FEDERAL - MOGUL CORP.,12520, WU: EQ.# 419-830-3004, 0.062 IN
3110059098 | ACTIVE | 02011107 | 02011107 | 2 | EA | MECH | BEARING, CUP, TAP ROER, 2.5625"OD, 0.5500"W, 0.0460", SNR CORPORATION, LM48510
3110060583 | ACTIVE | 02011107 | 02011107 | 2 | EA | MECH | BEARING, TAPERED CUP, 1.9800"OD, 0.42"W, SNR CORP, L44610, WU:CLEVELAND MIXER MDL CGB-1 S/N 11938, RCC, 0.046 IN
0000000251 | ACTIVE | 33333333 | 02011108 | 40 | EA | MECH | PLUG, SPARK, OEM, AUTO PARTS & EQUIPMENT CO, R44TS
0100001370 | ACTIVE | 33333333 | 02011109 | 2 | EA | MECH | GASKET, SPIRAL WOUND, FLEXITALLIC, 14" X 14-1/2" X 15-1/2" X 16" RWI, NON-ASBESTOS, FOUR STATES GASKET, BY DESCRP, WU:#3B, A&B BOILER FEED PUMP
0100001368 | ACTIVE | 33333333 | 02011109 | 2 | EA | MECH | GASKET, SPIRAL WOUND, FLEXITALLIC, 12-3/8" X 2-7/8" X 13-3/4" X 14-1/4" RWI, NON-ASBESTOS,FOUR STATES GASKET, BY DESCRP, WU:#1, 1A &1B HP HEATERS
0100006501 | ACTIVE | 02011109 | 02011109 | 2 | EA | MECH | GASKET, FLANGED, 2-1/16"ID X 3-5/8"OD X 0.175", CLASS 600, ASME B16.20, FLEXI STYLE "RIR", M/FE FACE, FOUR STATES, BY DESCRP
0100001375 | ACTIVE | 33333333 | 02011109 | 8 | EA | MECH | GASKET, FLEXITALLIC, 2-13/16" X 3-5/16" .125, 304/FGSW, NON-ASBESTOS, FOUR STATES GASKET, BY DESCRP, WU:NON-RETURN VLV SHAFTEND PLATES
0100001376 | ACTIVE | 33333333 | 02011109 | 3 | EA | MECH | GASKET, SPIRAL WOUND, FLEXITALLIC, 2-7/8" X 3-5/16" X .125 304/FGS, NON-ASBESTOS, FOUR STATES GSKT, BY DESCRP, WU:NON-RETURN VLV SHAFTEND PLATES
0100001377 | ACTIVE | 33333333 | 02011109 | 6 | EA | MECH | GASKET, SPIRAL WOUND, FLEXITALLIC, 2-5/8" X 3-5/16" X .125 304/F, NON-ASBESTOS, FOUR STATES GSKT, BY DESCRP, WU:NON-RETURN VALV SHAFT END PLATES
5925230756 | ACTIVE | 02011110 | 02011110 | 1 | EA | ELEC/INS | BREAKER, CIRCUIT, MAG/THERM, 600 V, 30 A, 3 POLE, HFB FRAME, ABB POWER T&D CO., CHDIS FD3030L
5305147414 | ACTIVE | 02011112 | 02011112 | 600 | EA | MECH | SCREW, CAP, 5/16" X 3", HEX, 316 SS, 18 TPI
5305147182 | ACTIVE | 99999999 | 02011112 | 73 | EA | MECH | SCREW, CAP, 5/16" X 2", HEX, 316 SS, 18 TPI
5310157077 | ACTIVE | 02011112 | 02011112 | 79 | EA | MECH | NUT, HEX, 5/16", 316 SS, 18 TPI, ANY MFG, BY DESCRP
5305146937 | ACTIVE | 02011112 | 02011112 | 55 | EA | MECH | SCREW, CAP, 5/16" X 1-1/2", HEX, 316 SS,18 TPI
5305147448 | ACTIVE | 02011112 | 02011112 | 17 | EA | MECH | SCREW, CAP, 5/16" X 1/2", HEX, 316 SS, 18 TPI
5310155402 | ACTIVE | 02011112 | 02011112 | 144 | EA | MECH | WASHER, LOCK, 5/16", 316 SS
5305149196 | ACTIVE | 99999999 | 02011112 | 258 | EA | MECH | SCREW, CAP, 5/16" X 1-1/4", HEX, 18 TPI
5310153522 | ACTIVE | 02011112 | 02011112 | 73 | EA | MECH | WASHER, FLAT, 5/16", 316 SS, ANY MFG, BY DESCRP
5305145434 | ACTIVE | 99999999 | 02011112 | 100 | EA | MECH | SCREW, CAP, 5/16" X 3/4", HEX, 316 SS, 18 TPI
4730111723 | ACTIVE | 02011115 | 02011115 | 2 | EA | MECH | ELBOW, PIPE, SA105, 90 DEG, NPS 3", 6000 LB,THDED, ANY MFG BY DESCRP
6150302849 | ACTIVE | 02011116 | 02011116 | 3 | EA | ELEC/INS | CABLE, ASSEMBLY, PWR/INTERCONNECT, #16 AWG, 13 A, 3, RUBR, ALPHA WIRE CORP, 783
0000000326 | ACTIVE | 02011201 | 02011201 | 2 | EA | MECH | IMPELLER, ULTRACHROME 27% CR, WARMAN, B1127BFA05, WU:1&2 ABS BLOW 3&4 HUF PMPS LIMESTONE, 5VOG BACKVANES FILLED
0100000871 | ACTIVE | 33333333 | 02011202 | 843 | EA | TOOL | WIRE, WELDING, TURBALOY T-23, 0.093" DIA, 36"L, 5LB VAPOR BARRIER ENVELOPES, (14 EA=1 LB), US WELDING COPR,BY DESCRP
0100006380 | ACTIVE | 33333333 | 02011203 | 2 | EA | ELEC/INS | CABLE, JUMPER, LC-LC FIBER OPTIC JUMPER, 0.25 M, ORANGE, SCHNEIDER ELECTRIC, P0972ZQ
0100006379 | ACTIVE | 33333333 | 02011203 | 1 | EA | ELEC/INS | CABLE,POWER,TIME STROBE TO FPS-400 POWER,6 FT,HAS PVC CONTENT,RH972RN,SCHNEIDER ELECTRIC,CABLE, POWER, FBM 2XX, BASE TO BASE, LSZH, 3.0M, RH972RN
5935237189 | ACTIVE | 02011204 | 02011204 | 67 | EA | ELEC/INS | LEAD, ELECTRICAL, TEST, 5000 WVDC V, VIOLET, BAN PLG X MINIGRABBER, ITT POMONA ELECTRONICS, 3782-36-7
5935237221 | ACTIVE | 33333333 | 02011204 | 13 | EA | ELEC/INS | LEAD, ELECTRICAL, TEST, 5000 WVDC V, RED, BAN PLG X MINIGRABBER, ITT POMONA ELECTRONICS, 3782-60-2
5935237171 | ACTIVE | 02011204 | 02011204 | 42 | EA | ELEC/INS | LEAD, ELECTRICAL, TEST, 5000 WVDC V, BLU, BAN PLG X MINIGRABBER, ITT POMONA ELECTRONICS, 3782-36-6
5940239006 | ACTIVE | 02011204 | 02011204 | 27 | EA | MECH | CLIP, BLK, POMONA ELECTRONICS DIV., 3925-0
5940239097 | ACTIVE | 99999999 | 02011204 | 67 | EA | ELEC/INS | CLIP, RED, POMONA ELECT, 3925-2
0100000870 | ACTIVE | 33333333 | 02011205 | 320 | EA | TOOL | WIRE, WELDING, TURBALOY T-23, 0.125" DIA, 36"L, 5LB VAPOR BARRIER ENVELOPES, (8 EA=1 LB), US WELDING CORP, BY DESCRP
5330205021 | ACTIVE | 33333333 | 02011206 | 10 | EA | MECH | O-RING, DE LAVAL TURBINE INC., 320485
5330173815 | ACTIVE | 02011206 | 02011206 | 19 | EA | MECH | O-RING, 5-3/4"ID X 1/4", BUNA-N, GOULDS PUMPS, 70721-15
4810136350 | ACTIVE | 02011207 | 02011207 | 1 | KT | MECH | DIAPHRAGM, KIT, VALVE, PLATE, LECO CORP, 175-590, WU: COAL LAB
0100001188 | ACTIVE | 99999999 | 02011209 | 20 | EA | TOOL | WHEEL, CUT-OFF, 20" X 5/32" X 1" ARBOR, CARBORUNDUM, GOLD, A24-TBFW, 2,710 RPM, NOELS, 0553950767
5305143603 | ACTIVE | 02011210 | 02011210 | 12 | EA | MECH | BOLT, EYE, 1" X 2-1/2" SHOULDER PATTERN
5305147109 | ACTIVE | 02011210 | 02011210 | 22 | EA | MECH | BOLT, EYE, 7/8" X 2-1/4" SHOULDER PATTERN, AMERICAN MADE
5305146457 | ACTIVE | 02011210 | 02011210 | 5 | EA | MECH | BOLT, EYE, 3/4" X 2", SHOULDER PATTERN, AMERICAN MADE
5310155881 | ACTIVE | 02011210 | 02011210 | 12 | EA | MECH | NUT, EYE, 5/8", STEEL, ANY MFG, BY DESCRP
5305144551 | ACTIVE | 02011210 | 02011210 | 6 | EA | MECH | BOLT, EYE, 5/8"DIA, 1-3/4"L, AMERICAN MADE, J.H. WILLIAMS CO, EB-27
5305143868 | ACTIVE | 02011210 | 02011210 | 20 | EA | MECH | BOLT, EYE, 9/16" X 1-5/8", SHOULDER PATTERN, AMERICAN MADE
5330190066 | ACTIVE | 02011211 | 02011211 | 5 | EA | MECH | GASKET, RAISED FACE, 14" X 1/16"THK,150#, NON-ASBESTOS, RICHARD KLINGER INC., C4400
5330188482 | ACTIVE | 02011211 | 02011211 | 7 | EA | MECH | GASKET, RAISED FACE, 14" X 1/8"THK,150#, NEOPRENE, NON-ASBESTOS, ANY MFG, BY DESCRP
5330174011 | ACTIVE | 02011213 | 02011213 | 1 | EA | MECH | GASKET, RAISED FACE, 16", 1/8"THICK, TEFLON/TETRA BLU, NON-ASBESTOS, THE ANCHOR PACKING CO, BY DESCRP
5330206425 | ACTIVE | 02011213 | 02011213 | 1 | EA | MECH | GASKET, FULL FACE, 14" X 1/16"THK,150#, NON-ASBESTOS, ANY MFG, BY DESCRP
4730125509 | ACTIVE | 33333333 | 02011215 | 18 | EA | MECH | CLAMP,PIPE, FLG HALF,8",UCC,170211,WU:UCC ASH HANDLING SYSTEM
0100006383 | ACTIVE | 02011216 | 02011216 | 2 | EA | ELEC/INS | CABLE, CONTROL, FBM2XX, TYPE 4, HEAVY TERM CABLE, POLYURETHANE OUTER JCKT, PVC INSUL INNER WIRES, 25M LONG, SCHNEIDER ELECTRIC, RH916GH
0100006386 | ACTIVE | 02011216 | 02011216 | 3 | EA | ELEC/INS | CABLE, CONTROL, FBM2XX, TYPE 4, TERM, POLYURETHANE OUTER JCKT, PVC INSUL INNER WIRES, 2M LONG, SCHNEIDER ELECTRIC, RH931RQ
0100006385 | ACTIVE | 02011216 | 02011216 | 2 | EA | ELEC/INS | CABLE, CONTROL, FBM2XX, TYPE 2, TERM, POLYURETHANE OUTER JCKT, PVC INSUL INNER WIRES, 2M LONG, SCHNEIDER ELECTRIC, RH931RN
0100006384 | ACTIVE | 02011216 | 02011216 | 5 | EA | ELEC/INS | CABLE, CONTROL, FBM2XX, TYPE 1, TERM, POLYURETHAN OUTER JCKT, PVC INSUL INNER WIRES, 2M LONG, SCHNEIDER ELECTRIC, RH9312RM
3030054963 | ACTIVE | 02011217 | 02011217 | 4 | MS | MECH | BELT, DRIVE, V, (3 PER MATCHED SET) 0.656"W, 0.438"THK, 54.000"INNER, 56.800"OUTER, BROWNING, BP-54, WU:U1-4 TRPR DK EXH FANS, COAL WALL EXH FANS
0000000226 | ACTIVE | 33333333 | 02011218 | 4 | EA | MECH | FILTER,FUEL,CARQUEST,86405
0000000228 | ACTIVE | 33333333 | 02011218 | 12 | EA | MECH | FILTER,FUEL,CARQUEST,86481
5975264937 | ACTIVE | 02011222 | 02011222 | 2 | EA | ELEC/INS | BODY, CONDUIT, X, 3/4", CI, THDED, APPLETON, X27
5975265496 | ACTIVE | 02011222 | 02011222 | 5 | EA | ELEC/INS | BODY, CONDUIT, LL, 3/4", AL, THDED, CROUSE HINDS, LL-27-SA
5975259366 | ACTIVE | 02011222 | 02011222 | 3 | EA | ELEC/INS | BODY, CONDUIT, LB, 3/4", CI, THDED, APPLETON, LB27
5975265595 | ACTIVE | 02011222 | 02011222 | 1 | EA | ELEC/INS | BODY, CONDUIT, C, 3/4", AL, THDED, APPLETON, C27
5975262345 | ACTIVE | 02011222 | 02011222 | 4 | EA | ELEC/INS | COVER, CONDUIT BODY, 3/4", CAST IRON, APPLETON, 270F
5975265546 | ACTIVE | 02011222 | 02011222 | 1 | EA | ELEC/INS | BODY, CONDUIT, LR, 3/4", AL, THDED, APPLETON, LR27SA
5330195594 | ACTIVE | 02011222 | 02011222 | 6 | EA | ELEC/INS | GASKET, COVER/CONDULET, 3/4", NEOPRENE, NON-ASBESTOS, APPLETON, GASK572
5975261750 | ACTIVE | 02011222 | 02011222 | 12 | EA | ELEC/INS | COVER, CONDUIT BODY, 3/4", CROUSE HINDS, 270
0000000158 | ACTIVE | 33333333 | 02011223 | 3 | EA | MECH | FILTER,AIR,CARQUEST,87980
0000000176 | ACTIVE | 33333333 | 02011224 | 4 | EA | MECH | FILTER,AIR,CARQUEST,88501
0000000168 | ACTIVE | 33333333 | 02011224 | 3 | EA | MECH | FILTER,AIR,CARQUEST,88232
5330222984 | ACTIVE | 02011301 | 02011301 | 2 | EA | MECH | GASKET, VALVE, 19-3/8"ID X 22-1/8"OD X 1/16"THK, GARLOCK 3000, NON-ASBESTOS, ATWOOD-MERRILL, 38121-007-8645-000
0100001459 | ACTIVE | 02011302 | 02011302 | 4 | EA | MECH | ELBOW, PIPE, SA105, 90 DEG, NPS, 1-1/4", 6000 LB, SOCKET WELD, ANY MFG BY DESCRP
0100001457 | ACTIVE | 02011302 | 02011302 | 2 | EA | MECH | ELBOW, PIPE, SA105, 90 DEG, NPS 3/4", 6000 LB, SOCKET WELD, ANY MFG BY DESCRP
0100001458 | ACTIVE | 02011302 | 02011302 | 3 | EA | MECH | ELBOW, PIPE, SA105, 90 DEG, NPS, 1", 6000 LB, SOCKET WELD, ANY MFG BY DESCRP
0100001456 | ACTIVE | 02011302 | 02011302 | 4 | EA | MECH | ELBOW, PIPE, SA105, 90 DEG, NPS, 1/2", 6000 LB, SOCKET WELD, ANY MFG BY DESCRP
5330228981 | ACTIVE | 02011304 | 02011304 | 2 | EA | MECH | SEAL, PILLOW BLOCK, 3-15/16", SKF INDUSTRIES, LER 109, WU: LIMESTONE CONVEYOR
0100000988 | ACTIVE | 02011307 | 02011307 | 8 | EA | MECH | BELT, DRIVE, V, .660" TOP WIDTH, .410 BOTTOM WIDTH, 66.000" OD, GATES, B63, WU:LS PREP PUMPS:40191 SLURRY TR AND 40192 SLURRY TR, 64.800" PITCH
0100001497 | ACTIVE | 02011308 | 02011308 | 2 | EA | MECH | TEE, PIPE, SA105 FS, SCKTWELD, 2", 6000 LB, ANY MFG, BY DESCRP
0100001496 | ACTIVE | 02011308 | 02011308 | 2 | EA | MECH | TEE, PIPE, SA105 FS, SCKTWELD, 1-1/2", 6000 LB, ANY MFG, BY DESCRP
0100001495 | ACTIVE | 99999999 | 02011308 | 6 | EA | MECH | TEE, PIPE, SA105 FS, SCKTWELD, 1-1/4", 6000 LB, ANY MFG, BY DESCRP
0100001494 | ACTIVE | 02011308 | 02011308 | 3 | EA | MECH | TEE, PIPE, SA105 FS, SCKTWELD, 1", 6000 LB, ANY MFG, BY DESCRP
0100001493 | ACTIVE | 99999999 | 02011308 | 6 | EA | MECH | TEE, PIPE, SA105 FS, SCKTWELD, 3/4", 6000 LB, ANY MFG, BY DESCRP
0100001492 | ACTIVE | 02011308 | 02011308 | 4 | EA | MECH | TEE, PIPE, SA105 FS, SCKTWELD, 1/2", 6000 LB, ANY MFG, BY DESCRP
5360202666 | ACTIVE | 02011309 | 02011309 | 23 | EA | MECH | SPRING, GENERAL ELECTRIC COMPANY, U695C004N0875
5360202583 | ACTIVE | 99999999 | 02011309 | 200 | EA | MECH | SPRING, GENERAL ELECTRIC COMPANY, 142A6997P0003
5360200033 | ACTIVE | 99999999 | 02011309 | 44 | EA | MECH | SPRING, GENERAL ELECTRIC COMPANY, U695D004N0928
5975263830 | ACTIVE | 02011310 | 02011310 | 26 | EA | ELEC/INS | HANGER, CONDUIT, RIG, 1-1/2", 5/16", 2, W/BLTS, ANY MANUFACTURER, BY DESCRIPTION
5975262436 | ACTIVE | 02011310 | 02011310 | 15 | EA | ELEC/INS | HANGER, CONDUIT, RIG, 1", 1/4", 2, W/BLTS, ANY MFG, BY DESCRP
5975260620 | ACTIVE | 02011310 | 02011310 | 16 | EA | ELEC/INS | HANGER, CONDUIT, RIG, 1/2", W/BLTS, APPLETON ELECTRIC COMPANY, H50
5975261230 | ACTIVE | 02011310 | 02011310 | 20 | EA | ELEC/INS | HANGER, CONDUIT, RIG, 3/4", 1/4", 2, W/ BLTS, ANY MFG, BY DESCRP
0100004706 | ACTIVE | 33333333 | 02011311 | 3 | EA | MECH | VALVE, 3-WAY, 2", THRD, BRS BODY, NON-ASB, DIAMOND POWER, 325136-2129, WU:U-1-4 IK'S PRESSURED WALL BOX PIPING ASSY
4820126805 | ACTIVE | 02011311 | 02011311 | 2 | EA | MECH | VALVE, 3-WAY/GAS, 1",THD, BRZ, 150#, NON-ASB, A.Y. MCDONALD MFG, 9711, W/STOPS
5975274076 | ACTIVE | 02011312 | 02011312 | 5 | EA | MECH | WYE, ELECAL/LGTING, 15 AMP/125 V, 2 FEM/1 MALE, J.P. NOLAN, 21030
0100006387 | ACTIVE | 02011313 | 02011313 | 2 | EA | ELEC/INS | CABLE, CONTROL, FBM 2XX TYPE 4 LSZH TERM CABLE, 2 METERS LONG, 4 CHANNELS TERMINATION, SCHNEIDER ELECTRIC, RH928BC
0100006406 | ACTIVE | 02011313 | 02011313 | 2 | EA | ELEC/INS | CABLE, LEAD, (FEMALE QUICK-CONNECT), 10, BURST INDICATOR, FIKE, D3513-115-10, WU:U1 BA ECONOMIZER
4730110154 | ACTIVE | 02011313 | 02011313 | 8 | EA | MECH | CAP, PIPE, 2" FNPT, FS, SA105, 3000 LB, ANY MFG, BY DESCRP
4730109990 | ACTIVE | 02011313 | 02011313 | 11 | EA | MECH | COUPLING, PIPE, FS, SA105,THDED, NPS 2", 3000#, ANY MFG, BY DESCRP
0100001604 | ACTIVE | 02011313 | 02011313 | 2 | EA | SAFETY | PROTECTOR,EAR,HEARING BAND,NRR 28DB,EARFLEX,320-1000,10EA/BX
0100001605 | ACTIVE | 02011313 | 02011313 | 7 | BG | SAFETY | PROTECTOR,EAR,POD REPL,NRR 28DB,EARFLEX,320-1001,(5PR/BG) USED W/HEARING BAND - 0100001604
8415001729 | ACTIVE | 33333333 | 02011314 | 38 | PR | SAFETY | GLOVES, WORK, LEATHER, SZ-7 X-SM, YELLOW TRIM, CALIND MFG, 622XS
3990000014 | ACTIVE | 02011315 | 02011315 | 9 | EA | TOOL | LEVER, GATE, UCC, 402012-1, WU:UCC ASH HANDLING SYS, ROTARY UNLOADER
3915000537 | ACTIVE | 02011315 | 02011315 | 38 | EA | MECH | RETAINER, BALL, UCC, 15469, WU:UCC ASH HANDLING SYS, ROTARY UNLOADER
5307152206 | ACTIVE | 02011315 | 02011315 | 254 | EA | MECH | STUD, TAP END, 1/2"- 13"DIA, 2"L, MILD STL, B7 GR, UCC, 462020-05-200-3, WU:NUVA FEEDER INSPECTION PLATES FOR STONE, UNIT 4
0100006095 | ACTIVE | 02011316 | 02011316 | 1 | EA | ELEC/INS | GAUGE, PRESSURE, DIFFERENTIAL FILTER MONITOR, DWYER INSTRUMENTS, A3000-0-L-T-WP, WU:U1 VFD BUILDING
5975264085 | ACTIVE | 02011317 | 02011317 | 2 | EA | ELEC/INS | BODY, CONDUIT, T, 1/2", AL, THDED, APPLETON, T50A
5975263517 | ACTIVE | 02011317 | 02011317 | 3 | EA | ELEC/INS | BODY, CONDUIT, C, 1/2", AL, THDED, APPLETON, C50A
5975262956 | ACTIVE | 02011317 | 02011317 | 9 | EA | ELEC/INS | BODY, CONDUIT, LR, 1/2", AL,THDED, APPLETON, LR-50A
5975263509 | ACTIVE | 02011317 | 02011317 | 3 | EA | ELEC/INS | BODY, CONDUIT, LB, 1/2", AL, THDED, APPLETON, LB50A
5975260240 | ACTIVE | 02011317 | 02011317 | 10 | EA | ELEC/INS | COVER, CONDUIT BODY, 1/2", AL, BLTED, KILLARK, OL-10, APPLETON, K50A
5330190108 | ACTIVE | 02011317 | 02011317 | 7 | EA | ELEC/INS | GASKET, COVER/CONDULET, 1/2", NEOPRENE, NON-ASBESTOS, APPLETON, GK50N
6145003056 | ACTIVE | 02011317 | 02011317 | 1000 | FT | ELEC/INS | WIRE, ELECTRICAL, INSUL, GREEN, #12 AWG, CU, 1/C, STR, 600 V, 2000'/BOX, BELDEN, 6M120104
4720000357 | ACTIVE | 02011318 | 02011318 | 142 | FT | MECH | TUBE, NYLON, SEMI-RIGID, 1/8"WT, ANCHOR PACKING, BY DESCRP
8415001760 | ACTIVE | 02011319 | 02011319 | 48 | PR | SAFETY | GLOVES, WORK, LEATHER, SZ-11 X-LG, BLUE TRIM, LIBERTY, 6127X
0000000103 | ACTIVE | 33333333 | 02011324 | 4 | EA | MECH | FILTER,AIR,CARQUEST,87012
0100000986 | ACTIVE | 99999999 | 02011402 | 6 | EA | MECH | VALVE, BALL, SAFETY EXHAUST, 3/4"FNPT, BRS BODY, NON-ASB, ANY MFG, BY DESCRP
5330183350 | ACTIVE | 02011403 | 02011403 | 2 | EA | MECH | WASHER, SEALING, ALFA-LAVAL SEPARATION, 52676401
5310156475 | ACTIVE | 02011403 | 02011403 | 2 | EA | MECH | WASHER, ALFA-LAVAL SEPARATION, 917500
0100001503 | ACTIVE | 33333333 | 02011404 | 5 | EA | MECH | TEE, PIPE, SA182 F11, SCKTWELD, 2", 6000 LB, ANY MFG, BY DESCRP
0100001502 | ACTIVE | 99999999 | 02011404 | 6 | EA | MECH | TEE, PIPE, SA182 F11, SCKTWELD, 1-1/2", 6000 LB, ANY MFG, BY DESCRP
0100001501 | ACTIVE | 99999999 | 02011404 | 6 | EA | MECH | TEE, PIPE, SA182 F11, SCKTWELD, 1-1/4", 6000 LB, ANY MFG, BY DESCRP
0100001500 | ACTIVE | 02011404 | 02011404 | 2 | EA | MECH | TEE, PIPE, SA182 F11, SCKTWELD, 1", 6000 LB, ANY MFG, BY DESCRP
0100001499 | ACTIVE | 99999999 | 02011404 | 6 | EA | MECH | TEE, PIPE, SA182 F11, SCKTWELD, 3/4", 6000 LB, ANY MFG, BY DESCRP
4730117126 | ACTIVE | 02011405 | 02011405 | 8 | EA | MECH | CAP, TUBING, 1/2", 316 SS, SWAGELOK, (ONLY), SS-810-C
4730114693 | ACTIVE | 02011405 | 02011405 | 8 | EA | MECH | CAP, TUBING, 3/8", 316 SS, SWAGELOK, (ONLY), SS-600-C
4730108570 | ACTIVE | 33333333 | 02011405 | 5 | EA | MECH | PLUG, TUBING, 3/8", 316 SS, SWAGELOK (ONLY), SS-600-P
4730115815 | ACTIVE | 02011405 | 02011405 | 10 | EA | MECH | CAP, TUBING, 1/4", 316 SS, SWAGELOK, (ONLY), SS-400-C
4730117647 | ACTIVE | 02011405 | 02011405 | 30 | EA | MECH | PLUG, TUBING, 1/4", 316 SS, SWAGELOK (ONLY),SS-400-P
0100005798 | ACTIVE | 02011406 | 02011406 | 8 | EA | MECH | ADAPTER, TUBING, BRASS, MULTI-PURPOSE, 1/2" TUBE X 1/2" PUSH-ON HOSE END CONNECTION, SWAGELOK, B-PB8-TA8
0100005799 | ACTIVE | 02011406 | 02011406 | 5 | EA | MECH | ADAPTER, TUBING, BRASS, MULTI-PURPOSE, 3/8" TUBE X 3/8" PUSH-ON HOSE END CONNECTION, SWAGELOK, B-PB6-TA6
0100005797 | ACTIVE | 02011406 | 02011406 | 10 | EA | MECH | ADAPTER, TUBING, BRASS, MULTI-PURPOSE, 1/4" TUBE X 1/4" PUSH-ON HOSE END CONNECTION, SWAGELOK, B-PB4-TA4
4730108190 | ACTIVE | 02011406 | 02011406 | 5 | EA | MECH | ADAPTER, TUBING, REDU, BRASS, 1/2" TUBE X 1/4" FNPT, SWAGELOK, B-8-TA-7-4
4730112234 | ACTIVE | 02011406 | 02011406 | 35 | EA | MECH | ADAPTER, TUBING, REDU, BRASS, 1/2" TUBE X 1/4" MNPT, SWAGELOK, B-8-TA-1-4
4730121672 | ACTIVE | 99999999 | 02011406 | 4 | EA | MECH | ADAPTER, TUBING, REDU, BRASS, 1/2" TUBE X 3/8" FNPT, CAJON COMPANY, B-8-TA-7-6
4730116540 | ACTIVE | 02011406 | 02011406 | 15 | EA | MECH | ADAPTER, TUBING, OEM, BRASS, 3/8" TUBE X 3/8" FNPT, SWAGELOK, B-6-TA-7-6
4730117472 | ACTIVE | 02011406 | 02011406 | 25 | EA | MECH | ADAPTER, TUBING, OEM, BRASS, 1/2" TUBE X 1/2" MNPT, SWAGELOK, B-8-TA-1-8
4730124312 | ACTIVE | 02011406 | 02011406 | 15 | EA | MECH | ADAPTER, PIPE, REDU, BRASS, 1/4" FNPT X 1/8" MNPT, CAJON CO, B-4-RA-2
4730117720 | ACTIVE | 02011406 | 02011406 | 20 | EA | MECH | ADAPTER, TUBING, OEM, BRASS, 1/4" TUBE X 3/8" MNPT, SWAGELOK, B-4-TA-1-6
4730115518 | ACTIVE | 02011406 | 02011406 | 20 | EA | MECH | ADAPTER, TUBING, BRASS, 1/4" TUBE X 1/4" FNPT, SWAGELOK, B-4-TA-7-4
4730110113 | ACTIVE | 02011406 | 02011406 | 20 | EA | MECH | ADAPTER, TUBING, BRASS, 3/8" TUBE X 1/4" FNPT, CAJON CO, B-6-TA-7-4
4730121680 | ACTIVE | 02011406 | 02011406 | 10 | EA | MECH | ADAPTER, TUBING, REDU, BRASS, 1/4" TUBE X 3/8" FNPT, SWAGELOK, B-4-TA-7-6
4730115898 | ACTIVE | 02011406 | 02011406 | 6 | EA | MECH | ADAPTER, TUBING, BRASS, 3/8" TUBE X 3/8" MNPT, SWAGELOK, B-6-TA-1-6
4730115963 | ACTIVE | 02011406 | 02011406 | 15 | EA | MECH | ADAPTER, TUBING, BRASS, 1/4" TUBE X 1/4" MNPT, CAJON CO, B-4-TA-1-4
5975258095 | ACTIVE | 02011407 | 02011407 | 3 | EA | ELEC/INS | CLAMP, CONDUIT, CBL TRAY, 1"- 1-1/4" RIGID, THOMAS & BETTS COMPANY, 6211
5975264218 | ACTIVE | 02011407 | 02011407 | 8 | EA | ELEC/INS | CLAMP, CONDUIT, RIGID, CBL TRAY, 1/2"- 3/4", THOMAS & BETTS COMPANY, 6210
5975263608 | ACTIVE | 02011407 | 02011407 | 11 | EA | ELEC/INS | CLAMP, BEAM, CONDUIT/RIG, RIGHT/ANG, 2", U-BLT, STEEL CITY DIV, RC-2
5975274134 | ACTIVE | 02011407 | 02011407 | 3 | EA | ELEC/INS | CLAMP, BEAM, CONDUIT/RIG, RIGHT/ANG, 1" U-BLT, MALLEABLE IR, STEEL CITY DIV, RC-1
5975260281 | ACTIVE | 33333333 | 02011407 | 12 | EA | ELEC/INS | CLAMP, BACK, EMT, 1", STEEL CITY DIV, CB203, WU: ELECTRICAL SUPPLIES
5975264762 | ACTIVE | 33333333 | 02011407 | 48 | EA | ELEC/INS | CLAMP, CONDUIT, EMT, STRP, 2", STL,STEEL CITY DIV, TS-106, WU: ELECTRICAL SUPPLIES
0100001509 | ACTIVE | 99999999 | 02011409 | 6 | EA | MECH | TEE, PIPE, SA182, SCKTWELD, F22, 2", 6000 LB, ANY MFG, BY DESCRP
0100001504 | ACTIVE | 99999999 | 02011409 | 5 | EA | MECH | TEE, PIPE, SA182 F22, SCKTWELD, 1/2", 6000 LB, ANY MFG, BY DESCRP
0100001508 | ACTIVE | 99999999 | 02011409 | 6 | EA | MECH | TEE, PIPE, SA182 F22, SCKTWELD, 1-1/2", 6000 LB, ANY MFG, BY DESCRP
0100001506 | ACTIVE | 99999999 | 02011409 | 6 | EA | MECH | TEE, PIPE, SA182 F22, SCKTWELD, 1", 6000 LB, ANY MFG, BY DESCRP
0100001505 | ACTIVE | 99999999 | 02011409 | 6 | EA | MECH | TEE, PIPE, SA182, SCKTWELD, F22, 3/4", 6000 LB, ANY MFG, BY DESCRP
5330213983 | ACTIVE | 99999999 | 02011410 | 1 | EA | MECH | SEAL, IMPELLER, INGERSOLL-RAND COMPANY, 03N99063, WU:I-R COMPRESR AIR MDL C110, S/N M76-900, 76-901, 76-902, SOT BLO, U3
6685360981 | ACTIVE | 02011410 | 02011410 | 3 | EA | ELEC/INS | THERMOSTAT, CONTROL, N/A, GE PACKAGED POWER, 048518013, WU: GENERATOR
6685360940 | ACTIVE | 02011410 | 02011410 | 2 | EA | ELEC/INS | THERMOSTAT, CONTROL, N/A, GE PACKAGED POWER, 048518012, WU: HYDRAULIC START
6685360569 | ACTIVE | 02011410 | 02011410 | 2 | EA | ELEC/INS | THERMOSTAT, CONTROL, HEATING/COOLING, 24 V, W/BASE, LOW VOLTAGE, SNAP ACTION CONTACT, DAYTON ELECTRIC, 3MU98
4730116219 | ACTIVE | 02011412 | 02011412 | 9 | EA | MECH | ELBOW, PIPE, SA105, 90 DEG, NPS, 2", 3000 LB, THDED FNPT X MNPT, ANY MFG BY DESCRP
4730111947 | ACTIVE | 02011412 | 02011412 | 6 | EA | MECH | ELBOW, PIPE, SA105, 45 DEG, NPS, 2", 3000 LB, THDED, ANY MFG BY DESCRP
0100006312 | ACTIVE | 02011414 | 02011414 | 2 | EA | ELEC/INS | PROCESSOR, CLX LOGIX 5562, 4MB MEMORY, ROCKWELL AUTOMATION, 1756-L72, WU:BOILER AND ABSORBER AREA
0100006311 | ACTIVE | 33333333 | 02011414 | 2 | EA | ELEC/INS | PROCESSOR, CLX LOGIX 5561, W/2048 KBYTES USER MEMORY AND 478 KBYTES I/O, ROCKWELL AUTOMATION, 1756-L71, WU:BOILER AND ABSORBER AREA
0100006310 | ACTIVE | 02011414 | 02011414 | 1 | EA | ELEC/INS | MODULE,CLX ETHERNET/IP BRIDGE,10/100 MBPS,ROCKWELL AUTOMATION,1756-EN2T,WU:BOILER AND ABSORBER AREA
0100006315 | ACTIVE | 02011414 | 02011414 | 1 | EA | ELEC/INS | MODULE,CLX DH+/RIO BRIDGE/SCANNER,ROCKWELL AUTOMATION,1756-DHRIO,WU:BOILER AND ABSORBER AREA
0100006314 | ACTIVE | 02011414 | 02011414 | 1 | EA | ELEC/INS | MODULE,CLX ANALOG INPUT,CURRENT/VOLTAGE 16-POINT (36 PIN),ROCKWELL AUTOMATION,1756-IF16,WU:BOILER AND ABSORBER AREA
0100006313 | ACTIVE | 02011414 | 02011414 | 1 | EA | ELEC/INS | MODULE,CLX ANALOG INPUT,CURRENT/VOLTAGE 8-POINTS,ROCKWELL AUTOMATION,1756-IF8,WU:BOILER AND ABSORBER AREA
0000000793 | ACTIVE | 33333333 | 02011416 | 2 | EA | MECH | FILTER,AIR,CARQUEST,88513,WU: CAT
0000000787 | ACTIVE | 33333333 | 02011416 | 3 | EA | MECH | FILTER,OIL,CARQUEST,85479,WU: CAT, FORKLIFT, TRANS.
0100004684 | ACTIVE | 99999999 | 02011419 | 24 | PR | SAFETY | GOGGLES, SAFETY, DUAL PANE, ANTI-FOG, THERMA LENS, HIGH IMPACT, CLEAR LENS, BLACK FRAME, ELASTIC STRAP, PYRAMEX, V2G-XP, WU:PLANT WIDE
3110059064 | ACTIVE | 02011421 | 02011421 | 1 | EA | MECH | BEARING, BALL, DBL ROW, 1.9685"ID X 4.3307"OD X 1.75"W, SNAP RNG GROVD, GOULDS PUMPS, 8056-45310, WU: DURIRON MARK II GROUP II
4710100134 | ACTIVE | 02011423 | 02011423 | 98 | FT | MECH | TUBING, FLEX, PLAST, 1/4"ID, 3/8"OD, 50'L, 1/16"WT, VWR INTLNTL, 60985-528, (PK=50)
4020070092 | ACTIVE | 02011424 | 02011424 | 600 | FT | TOOL | ROPE, 5/8"D, NYLN, 100'L, PRECUT ROLL, AMERICAN MFG, BY DESCRP
3915000172 | ACTIVE | 33333333 | 02011501 | 2 | EA | ELEC/INS | DETECTOR, ASSY, STOCK EQUIP., CO., 1-Y1250, WU: RADIANT BOILER, FEEDERS
3910000359 | ACTIVE | 02011501 | 02011501 | 2 | EA | MECH | BLOCK, DRV/TAKE-UP, PNM MACHINE SHOP, SJS-M271, WU:STOCK FEEDER-CLEANOUT CONVEYOR, TAKE-UP END & CHAIN, U-3&4
3915000628 | ACTIVE | 02011501 | 02011501 | 12 | EA | MECH | GLASS, SIGHT, 5-1/2"OD, 5/8"THK, RND, BULLSEYE, STOCK EQUIP. CO., V390680.B01
3915000578 | ACTIVE | 02011501 | 02011501 | 6 | EA | MECH | FITTING, BULKHEAD, STOCK EQUIPMENT CO., V382138.B02
3915000784 | ACTIVE | 02011501 | 02011501 | 2 | EA | MECH | COVER, BULLSEYE, STOCK EQUIPMENT CO., 1-Y4410,
0100001445 | ACTIVE | 02011504 | 02011504 | 2 | EA | MECH | GASKET,FULL FACE,4",1/8"THK,300# GARLOCK, NON-ASBESTOS,GARLOCK INC,BY DESCRP
0100001446 | ACTIVE | 33333333 | 02011504 | 12 | EA | MECH | GASKET, FULL FACE, 6" X 1/8"THK, 300# GARLOCK, NON-ASBESTOS, FOUR STATES GASKET, BY DESCRP
0100001444 | ACTIVE | 02011504 | 02011504 | 5 | EA | MECH | GASKET, FULL FACE, 3" X 1/8"THK, 300# GARLOCK, NON-ASBESTOS, FOUR STATES GASKET, BY DESCRP
0100001435 | ACTIVE | 02011504 | 02011504 | 6 | EA | MECH | GASKET, RAISED FACE, 2" X 1/8"THK, 300# GARLOCK, NON-ASBESTOS, FOUR STATES GASKET, BY DESCRP
4730130384 | ACTIVE | 33333333 | 02011505 | 5 | EA | MECH | REDUCER, PIPE, CS, SA234WPB SMLS, 6" NPS X 3" NPS, CONCENTRIC, SCH XH, BUTTWELD, ASME B16.9, ANY MFG, BY DESCRP
4730128370 | ACTIVE | 33333333 | 02011505 | 2 | EA | MECH | REDUCER, PIPE, CS, SA234WPB SMLS, 3" NPS X 2" NPS, CONCENTRIC, SCH XH, BUTTWELD, ASME B16.9, ANY MFG, BY DESCRP
4030000139 | ACTIVE | 02011507 | 02011507 | 7 | EA | MECH | HOOK, S, 1-1/2"L, ZINC PLTD STL, CAMPBELL CHAIN, 610-7224
0100006052 | ACTIVE | 33333333 | 02011508 | 1 | EA | ELEC/INS | BOARD, EX2100E EXCITATION CONTROL DC FANNED FEEDBACK, GE, IS200EDFFH1A, WU:U1 & U4 (AVR)
0100006053 | ACTIVE | 33333333 | 02011508 | 1 | EA | ELEC/INS | BOARD, EX2100E EXCITATION CONTROL BRIDGE AC FEEDBACK, (EBAC), GE, IS200EBACG2A, WU:U1 & U4 (AVR)
0100006015 | ACTIVE | 02011508 | 02011508 | 1 | EA | ELEC/INS | BUTTON, RESET, STARTERS AND CONTACTORS ACCESSORY, NON-ASB, EATON CORP, 53-2117-3, WU:ALL UNITS & RIVERSTATION
0100001159 | ACTIVE | 99999999 | 02011509 | 2 | EA | MECH | GASKET, BONNET, AISI 1010, NON-ASBESTOS, PACIFIC VALVES, 18625
0100001160 | ACTIVE | 02011509 | 02011509 | 1 | ST | MECH | PACKING, GRAPHITIC, NON-ASB, PACIFIC VALVES, 91033
0100006054 | ACTIVE | 33333333 | 02011510 | 1 | EA | ELEC/INS | BOARD, EX2100E EXCITATION CONTROL DE-EXCITATION, (EDEX), GE, IS200EDEXG1B, WU:U1 & U4 (AVR)
0100006055 | ACTIVE | 33333333 | 02011510 | 2 | EA | ELEC/INS | BOARD, HIGH SPEED SERIAL LINK INTERFACE, (HSLA), GE, IS200HSLAH2A, WU:U1 & U4, (AVR)
0100006057 | ACTIVE | 33333333 | 02011510 | 1 | EA | ELEC/INS | BOARD, EX2100E EXCITATION CONTROL SYSTEM I/O INTERFACE, (ESYS), GE, IS200ESYSH1A, WU:U1 & U4 (AVR)
0100006058 | ACTIVE | 33333333 | 02011510 | 1 | EA | ELEC/INS | BOARD, EX2100E EXCITATION CONTROL EXCITER ATTINUATION, (EXAM), GE, IS200EXAMG1B, WU:U1 & U4 (AVR)
0100006059 | ACTIVE | 33333333 | 02011510 | 1 | EA | ELEC/INS | BOARD, EX2100E EXCITATION CONTROL AUXILARY INTERFACE, (EAUX), GE, IS200EAUXH1A, WU:U1 & U4 (AVR)
0100006060 | ACTIVE | 02011510 | 02011510 | 1 | EA | ELEC/INS | POWERSUPPLY,28VDC,PS1, PS2, PS3,GE,342A3647P240W28,WU:U1 & U4 (AVR)
0100000203 | ACTIVE | 02011511 | 02011511 | 7 | EA | TOOL | ABRASIVE, STONE, CONE, NORTON ONLY, 2" X 3", .832 X 1 X 5/8-11", NORTON, E57608
6680341812 | ACTIVE | 02011512 | 02011512 | 1 | EA | MECH | GLASS, SIGHT, 1-1/4"OD, BRS, MNPT, ERNST EEP-540S 1-1/4
6680339246 | ACTIVE | 02011512 | 02011512 | 6 | EA | MECH | GLASS, SIGHT, 1"OD, BRASS ONLY, THDED, ERNST EEP-540 1", WU: OIL SIGHT GLASSES
6680344915 | ACTIVE | 02011512 | 02011512 | 3 | EA | ELEC/INS | GLASS, GAUGE, SIGHT, WORTHINGTON PUMP CORP, 9901050-003
6680339956 | ACTIVE | 02011512 | 02011512 | 2 | EA | MECH | GLASS, SIGHT, NON-SHOCK, 3/4"OD, BRS, THDED, ANCHOR PACKING CO, BY DESCRP
6680345144 | ACTIVE | 02011512 | 02011512 | 1 | EA | TOOL | GAUGE, LEVEL, OIL/SIGHT/PLG, 1"MNPT, PLTD STL, METER & VALVE CO, A-2890-15
9340000133 | ACTIVE | 02011512 | 02011512 | 5 | EA | MECH | GLASS, SIGHT, OBSERVATION WINDBOX, 2-1/2"OD, 3/16" THK, PYREX, KAVAERNER PULPING, POWP002857, WU:BURNER FRONT, U-3&4
5330174862 | ACTIVE | 99999999 | 02011512 | 12 | ST | MECH | GLASS, SIGHT, KIT, INCLUDES (1) GLASS 1-13/16" X 1/4", (1) NEOPRENE & (1) FIBER GASKET, ERNST GAGE CO, FIG NO 214
9340000232 | ACTIVE | 02011512 | 02011512 | 16 | EA | MECH | GLASS, SIGHT, 1-3/4"OD, 1/8"THK, PYREX, EUGENE ERNST PRODUCTS CO, EEPC-2140
0100006307 | ACTIVE | 02011513 | 02011513 | 1 | EA | ELEC/INS | MODULE,CLX REDUNDANCY,W/UP TO 1000MBPS,ROCKWELL AUTOMATION,1756-RM2,WU:BOILER AND ABSORBER AREA
0100006303 | ACTIVE | 02011513 | 02011513 | 1 | EA | ELEC/INS | MODULE,SERIES A,SLC 500 THERMOCOUPLE/MV ANALOG INPUT 8 POINT,ROCKWELL AUTOMATION,1746-NT8,WU:BOILER ABSORBER AREA
0100006309 | ACTIVE | 02011513 | 02011513 | 1 | EA | ELEC/INS | MODULE,CLX CONTROLNET REDUNDANT MEDIA BRIDGE,ROCKWELL AUTOMATION,1756-CN2R,WU:BOILER AND ABSORBER AREA
0100006302 | ACTIVE | 02011513 | 02011513 | 1 | EA | ELEC/INS | MODULE,SERIES A,SLC 500 ANALOG CURRENT OUTPUT 8 POINTS,ROCKWELL AUTOMATION,1746-NO8I,WU:BOILER ABSORBER AREA
0100006308 | ACTIVE | 02011513 | 02011513 | 1 | EA | ELEC/INS | MODULE,CLX CONTROLNET DUAL CAPACITY BRIDGE,ROCKWELL AUTOMATION,1756-CN2,WU:BOILER AND ABSORBER AREA
0100006326 | ACTIVE | 02011513 | 02011513 | 1 | EA | ELEC/INS | MODULE,CLX ANALOG INPUT,6 POINT (20 PIN),CURRENT/VOLTAGE,ROCKWELL AUTOMATION,1756-IF6I,WU:BOILER AND ABSORBER AREA
0100006301 | ACTIVE | 33333333 | 02011513 | 5 | EA | ELEC/INS | MODULE,SLC 500 16-CHANNEL AC OUTPUT,ROCKWELL AUTOMATION,1746-OA16,WU:BOILER AND ABSORBER AREA
4730119825 | ACTIVE | 02011515 | 02011515 | 2 | EA | MECH | COUPLING, PIPE, FS, SA105, SCKTWELD, NPS 4", 3000#, ANY MFG, BY DESCRP
5310153084 | ACTIVE | 99999999 | 02011516 | 4900 | EA | MECH | NUT, HEX, 1/4", ZINC PLTD STL, 20 TPI, ANY MFG, BY DESCRP
0100000205 | ACTIVE | 02011517 | 02011517 | 32 | EA | ELEC/INS | LAMP, QUARTZ, TUNGSTEN, HALOGEN, 500 W, 130 V, HIKARI, 500QCLMC130
0100000204 | ACTIVE | 33333333 | 02011517 | 2 | EA | ELEC/INS | LAMP, QUARTZ, TUNGSTEN, HALOGEN, SYLVANIA, 250Q
0100000207 | ACTIVE | 02011518 | 02011518 | 8 | EA | TOOL | WHEEL, WIRE, STRINGER BEAD, 4"DIA, .020 WIRE, 5/8"- 11 TPI ARBOR, 20,000 MAX RPM, WEILER (ONLY), 13131
3020051482 | ACTIVE | 02011519 | 02011519 | 1 | EA | MECH | GEAR, BEVEL, LIMITORQUE VALVE CONTROLS, 60-429-0007-2, WU:LMTRQE VLE, TYPE SB-00, ORD 393529A, S/N 237009,4", S-22318
3020052621 | ACTIVE | 02011519 | 02011519 | 1 | EA | MECH | GEAR, PINION, DRIVE, LIMITORQUE VALVE CONTROLS, 60-427-0019-2, WU:LIMITORQUE VALVE OPERATOR, MDL SMB-00
3020050823 | ACTIVE | 02011519 | 02011519 | 1 | EA | MECH | GEAR, DRIVE LIMIT, HYPOID, LIMITORQUE VALVE CONTROLS, 60-435-0003-2, WU:REGUATE STEAM VALVE, SO2 PLANT, DWG 12, UNIT 4, VLV SB-00 OPERATOR
0100000209 | ACTIVE | 02011520 | 02011520 | 35 | EA | TOOL | ABRASIVE, WHEEL, FLAPPER, (10EA/BX), 4 1/2" X 5/8-11", 60 GRIT, MERIT, EDP 61170
0100006320 | ACTIVE | 33333333 | 02011521 | 1 | EA | ELEC/INS | BODY, 13 SLOT CLX CHASSIS, ROCKWELL AUTOMATION, 1756-A13, WU:ABSORBER AND BOILER AREA
0100006318 | ACTIVE | 33333333 | 02011521 | 1 | EA | ELEC/INS | BODY, 10 SLOT CLX CHASSIS, ROCKWELL AUTOMATION, 1756-A10, WU:BOILER AND ABSORBER AREA
4730135243 | ACTIVE | 02011602 | 02011602 | 12 | EA | MECH | WYE, 45 DEG, 1-1/2", MALLEABLE IRON, 150#, THDED, ANY MFG, BY DESCRP
3915001063 | ACTIVE | 02011603 | 02011603 | 2 | EA | MECH | ROLLER, WEIGH SPAN KIT, STOCK EQUIP, V390678.B01, WU:REHEAT STEAM GENERATOR U2; U2 MAIN FUEL STOCKFEEDERS
3439000765 | ACTIVE | 02020602 | 02011607 | 70 | LB | TOOL | ELECTRODE, WELDING, ROD, 1/8"DIA, 309 SS, 309/E309L-16, MILL TEST REPORT REQ'D, 50EA/PK, CHEMETRON CORP, BY DESCRP, INSPECTION REQ'D
5330210781 | ACTIVE | 02011609 | 02011609 | 4 | EA | MECH | GASKET, NON-ASB, 4", SILICON, ANY MFG, BY DESCRP
0100006354 | ACTIVE | 33333333 | 02011611 | 2 | EA | ELEC/INS | MONITOR, PANELVIEW PLUS 7 TERMINAL WITH A TOUCHSCREEN, 10 SVGA, TFT COLOR DISPLAY W/ONE ETHERNET PORT, ALLEN-BRADLEY, 2711P-T10C22A9P
5975272294 | ACTIVE | 02011616 | 02011616 | 4 | EA | ELEC/INS | CONNECTOR, CABLE, 1/2"MNPT, STRAIN RLF, CORD SIZE 1/8"-1/4", CROUSE HINDS, CGB-192
5975264168 | ACTIVE | 33333333 | 02011616 | 36 | EA | ELEC/INS | CONNECTOR, FLEX CONDUIT, LIQUIDTITE, 1/2" MNPT,STL, STR, (DO NOT SUBSTITUTE), THOMAS & BETTS, 5332
0100000211 | ACTIVE | 99999999 | 02011620 | 30 | EA | TOOL | ABRASIVE, WHEEL, GRINDING, SAIT ONLY, 9" X 1/8" X 5/8-11", 6,600 MAX RPM, SAIT, 22062
0000000158 | ACTIVE | 33333333 | 02011623 | 1 | EA | MECH | FILTER,AIR,CARQUEST,87980
5330180984 | ACTIVE | 02011702 | 02011702 | 4 | EA | MECH | O-RING, 329, 2"ID X 3/16, BUNA-N, BGA INTRN'L, 22076A
5330215707 | ACTIVE | 02011703 | 02011703 | 8 | EA | MECH | GASKET, NON-ASBESTOS, UNITED CONVEYOR CORP, 408290, REPLACES 5330184010. WU:UCC FLYASH & BOTTOM ASH SYSTEM, U-1-4
5330199711 | ACTIVE | 02011703 | 02011703 | 8 | EA | MECH | GASKET, 8", HI PRESSURE, STEEL/REINFORCE RUBBER, NON-ASBESTOS, UNITED CONVEYOR CORP, 408265, WU: UCC ASH SYTEM
5330221309 | ACTIVE | 02011704 | 02011704 | 3 | ST | MECH | PACKING,RING,NON-ASB,6 PIECES=1 SET,FISHER CONTROLS COMPANY,1R2904-01012
5330217109 | ACTIVE | 02011704 | 02011704 | 5 | EA | MECH | PACKING, PREFORMED, 3/8"ID, 7/8"OD, NON-ASB, FISHER CONTROLS COMPANY, 1R2900-01012
5330216812 | ACTIVE | 02011704 | 02011704 | 2 | ST | MECH | PACKING, PREFORMED, 1/2"ID, 7/8"OD, NON-ASB, FISHER CNTRLS, 12A9016X012
5330219709 | ACTIVE | 02011704 | 02011704 | 19 | EA | MECH | PACKING, RING, 1/2"ID X 1"OD X 1/4"W, TEFLON/COMPOSN 17D26, NON-ASB, FISHER CONTROLS CO., 1E3190-01042
4730118256 | ACTIVE | 02011705 | 02011705 | 3 | EA | MECH | TRAP, STEAM, SERIES 721, 1/2" FNPT, W/SS SCREEN, ALLOY STL SA182/SS, 600 PSI, YARWAY, 110823-09
4730125970 | ACTIVE | 02011705 | 02011705 | 2 | EA | MECH | TRAP, STEAM, 1/2" FNPT, ALLOY STL SA182/SS, YARWAY, 110822-09
4820124818 | ACTIVE | 02011705 | 02011705 | 1 | EA | MECH | VALVE, GATE, RISING STEM, 3/8", BRZ BODY & GATE, THRD, 125# SWP/200# GWP, NON-ASB, ASTM, CRANE CO, 428
5975264846 | ACTIVE | 99999999 | 02011707 | 2 | EA | ELEC/INS | CONNECTOR, FLEX CONDUIT, 90 DEG, 1", GENERAL ELECTRIC COMPONENT, SP633
5975259150 | ACTIVE | 02011707 | 02011707 | 25 | EA | ELEC/INS | CONNECTOR, CONDUIT, FLEXIBLE, 1/2", STR, SQUEZ TYPE, STEEL CITY DIV, XC-270
4730110121 | ACTIVE | 02011709 | 02011709 | 3 | EA | ELEC/INS | BUSHING, PIPE, HEX HEAD, 2" MNPT X 1" FNPT, GALV, STL, ANY MFG, BY DESCRP, WU: ELECT
4730119056 | ACTIVE | 33333333 | 02011709 | 1 | EA | ELEC/INS | BUSHING, PIPE, HEX HEAD, 1-1/2" MNPT X 3/4" FNPT, GALV, STL, ANY MFG, BY DESCRP, WU: ELECT
4730114453 | ACTIVE | 02011709 | 02011709 | 5 | EA | ELEC/INS | BUSHING, PIPE, HEX HEAD, 2" MNPT X 1-1/2" FNPT, GALV, STL, ANY MFG, BY DESCRP, WU: ELECT
4730111665 | ACTIVE | 02011709 | 02011709 | 9 | EA | ELEC/INS | BUSHING, PIPE, HEX HEAD, 1" MNPT X 1/2" FNPT, GALV STL, ANY MFG, BY DESCRP WU: ELECT
4730112994 | ACTIVE | 02011709 | 02011709 | 8 | EA | ELEC/INS | BUSHING, PIPE, HEX HEAD, 3/4" MNPT X 1/2" FNPT, GALV, STL, ANY MFG, BY DESCRP, WU: ELECT
4730103605 | ACTIVE | 02011709 | 02011709 | 7 | EA | ELEC/INS | BUSHING, PIPE, HEX HEAD, 1" MNPT X 3/4" FNPT, GALV STL, ANY MFG, BY DESCRP, WU: ELECT
4730104033 | ACTIVE | 02011709 | 02011709 | 8 | EA | ELEC/INS | BUSHING, PIPE, HEX HEAD, 1/2" MNPT X 1/4" FNPT, GALV STL, ANY MFG, BY DESCRP, WU: ELECT
4730109727 | ACTIVE | 02011709 | 02011709 | 41 | EA | ELEC/INS | BUSHING, PIPE, HEX HEAD, 1/4" MNPT X 1/8" FNPT, GALV STL, ANY MFG, BY DESCRP, WU: ELECT
4730108257 | ACTIVE | 02011709 | 02011709 | 22 | EA | ELEC/INS | BUSHING, PIPE, HEX HEAD, 3/4"MNPT X 1/4" FNPT, GALV, STL, ANY MFG, BY DESCRP, WU: ELECT
4730107994 | ACTIVE | 02011709 | 02011709 | 5 | EA | ELEC/INS | BUSHING, PIPE, HEX HEAD, 1/2" MNPT X 3/8" FNPT, GALV STL, ANY MFG, BY DESCRP, WU: ELECT
5305147059 | ACTIVE | 02011710 | 02011710 | 12 | EA | MECH | BOLT, EYE, 1-1/2" X 3", SHOULDER PATTERN, AMERICAN MADE
5305149089 | ACTIVE | 02011710 | 02011710 | 7 | EA | MECH | BOLT, EYE, 1-1/4", 3", SHOULDER PATTERN, AMERICAN MADE
4540000017 | ACTIVE | 02011711 | 02011711 | 2 | EA | ELEC/INS | HEATER, RADIANT, 120 V, 1100W, BLTED, LIQUID TIGHT, CHROMALOX, URAD-3LT
5330199729 | ACTIVE | 02011712 | 02011712 | 9 | EA | MECH | GASKET, 12", STEEL/REINFORCE RUBBER, NON-ASBESTOS, UNITED CONVEYOR CORP, 408287, WU: UCC ASH SYSTEM
5330202481 | ACTIVE | 02011712 | 02011712 | 3 | EA | MECH | GASKET, STEEL/REINFORCE RUBBER, 4", 4-1/4"ID X 6-3/4"OD, NON-ASBESTOS, UNITED CONVEYOR CORP, 408295, WU:UCC ASH HANDLING SYS
5330214825 | ACTIVE | 99999999 | 02011713 | 12 | EA | MECH | RING, SEALING, GENERAL ELECTRIC, U526PLN250AL1, WU:GE TRBN 170X650,170X76J, SEQ1605, NZL BX STM INLET, AD/BC INER U3&4
5330214866 | ACTIVE | 99999999 | 02011713 | 8 | EA | MECH | RING, SEALING, GENERAL ELECTRIC, U532P999NLAL1
0000000477 | ACTIVE | 02011715 | 02011715 | 20 | EA | MECH | NOZZLE, SPRAY, 3/4"MNPT, POLYPROPYLENE, 10.3 GPM@ 30PSI, 90 DEG FULL CONE SPRAY, BETE FOG NOZZLE, 3/4MP281M, WU: LIMESTONE
5130000994 | ACTIVE | 02011716 | 02011716 | 12 | EA | TOOL | HOLDER, ABRASIVE DISC, 5/8"-11 FEM THD, THREE M CO, INDUSTRIAL EL, 88769
5130000978 | ACTIVE | 02011716 | 02011716 | 17 | EA | TOOL | ABRASIVE, DISC, 4"DIA, SURFACE CONDITIONING, AL OXIDE, CRSE GRIT, 13000 RPM, THREE M CO, INDUSTRIAL EL, 07450
5130000986 | ACTIVE | 02011716 | 02011716 | 20 | EA | TOOL | ABRASIVE, DISC, 4"DIA, VERY FINE, GRIT, SURFACE CONDITIONING, AL OXIDE, 13000 RPM, THREE M CO, INDUSTRIAL EL, 04278
5330180588 | ACTIVE | 02011717 | 02011717 | 2 | EA | MECH | GASKET, .175, 11-7/16, 12-7/8,1000 DEG F/1800 PSI, 316 GR, NON-ASBESTOS, GENERAL ELECTRIC COMPANY, 106A9400P0062
0000000125 | ACTIVE | 33333333 | 02011723 | 2 | EA | MECH | FILTER,AIR,CARQUEST,87222
3020053603 | ACTIVE | 33333333 | 02011803 | 20 | EA | MECH | LINK, CHAIN, CONNECTING, 3/16", GALV STL, CROSBY, 013094 G335
4010067538 | ACTIVE | 02011803 | 02011803 | 9 | EA | MECH | LINK, CHAIN, CONNECTING, 1/4", GALV STL, ACCO, 4408-40402
4010067678 | ACTIVE | 33333333 | 02011803 | 2 | EA | MECH | LINK, CHAIN, CONNECTING, 5/16", GALV STL, ACCO, 4408-40502
4010067702 | ACTIVE | 33333333 | 02011803 | 3 | EA | MECH | LINK, CHAIN, CONNECTING, 3/8", ANY MFG, BY DESCRP
0100001491 | ACTIVE | 02011804 | 02011804 | 5 | EA | MECH | ELBOW, PIPE, SA182F22, 45 DEG, NPS 2", 6000 LB, SOCKET WELD, ANY MFG BY DESCRP
0100001490 | ACTIVE | 99999999 | 02011804 | 5 | EA | MECH | ELBOW, PIPE, SA182F22, 45 DEG, NPS 1-1/2", 6000 LB, SOCKET WELD, ANY MFG BY DESCRP
0100001467 | ACTIVE | 33333333 | 02011806 | 4 | EA | MECH | ELBOW, PIPE, SA182F11, 90 DEG, NPS 2", 6000 LB, SOCKET WELD, ANY MFG BY DESCRP
0100001464 | ACTIVE | 02011806 | 02011806 | 4 | EA | MECH | ELBOW, PIPE, SA182F11, 90 DEG, NPS 1", 6000 LB, SOCKET WELD, ANY MFG BY DESCRP
0100001465 | ACTIVE | 99999999 | 02011806 | 6 | EA | MECH | ELBOW, PIPE, SA182F11, 90 DEG, NPS 1-1/4", 6000 LB, SOCKET WELD, ANY MFG BY DESCRP
0100001463 | ACTIVE | 02011806 | 02011806 | 5 | EA | MECH | ELBOW, PIPE, SA182F11, 90 DEG, NPS 3/4", 6000 LB, SOCKET WELD, ANY MFG BY DESCRP
0100001462 | ACTIVE | 99999999 | 02011806 | 6 | EA | MECH | ELBOW, PIPE, SA182F11, 90 DEG, NPS 1/2", 6000 LB, SOCKET WELD, ANY MFG BY DESCRP
5930230742 | ACTIVE | 02011807 | 02011807 | 2 | EA | ELEC/INS | OPERATOR,SWITCH,PUSHBTTN,RED,CUTLER-HAMMER, INC,10250T112
5130000267 | ACTIVE | 02011808 | 02011808 | 12 | EA | TOOL | ABRASIVE, WHEEL, MNTED POINT, TREE/POINTED END, ANY MFG, BY DESCRP
5130000218 | ACTIVE | 02011808 | 02011808 | 12 | EA | TOOL | ABRASIVE, WHEEL, MNTED POINT, TREE/RADIUS END, ANY MFG, BY DESCRP
0100001472 | ACTIVE | 02011809 | 02011809 | 5 | EA | MECH | ELBOW, PIPE, SA182F22, 90 DEG, NPS 1-1/2", 6000 LB, SOCKET WELD, ANY MFG BY DESCRP
0100001473 | ACTIVE | 02011809 | 02011809 | 4 | EA | MECH | ELBOW, PIPE, SA182F22, 90 DEG, NPS 2", 6000 LB, SOCKET WELD, ANY MFG BY DESCRP
0100001470 | ACTIVE | 02011809 | 02011809 | 2 | EA | MECH | ELBOW, PIPE, SA182F22, 90 DEG, NPS 1", 6000 LB, SOCKET WELD, ANY MFG BY DESCRP
0100001468 | ACTIVE | 02011809 | 02011809 | 5 | EA | MECH | ELBOW, PIPE, SA182F22, 90 DEG, NPS 1/2", 6000 LB, SOCKET WELD, ANY MFG BY DESCRP
0100001469 | ACTIVE | 99999999 | 02011809 | 6 | EA | MECH | ELBOW, PIPE, SA182F22, 90 DEG, NPS 3/4", 6000 LB, SOCKET WELD, ANY MFG BY DESCRP
0100001478 | ACTIVE | 02011810 | 02011810 | 6 | EA | MECH | ELBOW, PIPE, SA105, 45 DEG, NPS, 1-1/2", 6000 LB, SOCKET WELD, ANY MFG BY DESCRP
0100001477 | ACTIVE | 02011810 | 02011810 | 3 | EA | MECH | ELBOW, PIPE, SA105, 45 DEG, NPS, 1-1/4", 6000 LB, SOCKET WELD, ANY MFG BY DESCRP
0100001479 | ACTIVE | 02011810 | 02011810 | 5 | EA | MECH | ELBOW, PIPE, SA105, 45 DEG, NPS, 2", 6000 LB, SOCKET WELD, ANY MFG BY DESCRP
0100001476 | ACTIVE | 02011810 | 02011810 | 5 | EA | MECH | ELBOW, PIPE, SA105, 45 DEG, NPS, 1", 6000 LB, SOCKET WELD, ANY MFG BY DESCRP
0100001475 | ACTIVE | 02011810 | 02011810 | 4 | EA | MECH | ELBOW, PIPE, SA105, 45 DEG, NPS, 3/4", 6000 LB, SOCKET WELD, ANY MFG BY DESCRP
0100001474 | ACTIVE | 02011810 | 02011810 | 4 | EA | MECH | ELBOW, PIPE, SA105, 45 DEG, NPS, 1/2", 6000 LB, SOCKET WELD, ANY MFG BY DESCRP
7690000281 | ACTIVE | 99999999 | 02011811 | 9 | PK | ELEC/INS | LABEL, WRITE-ON, 5/8", 1-1/2", WHITE, GRN, ADHSV, VYL, CLBRTD/BY/DT/DUE, SETON ID PROD, 38705
7530003727 | ACTIVE | 99999999 | 02011811 | 3 | BX | OFF/JAN | LABEL, 1-1/2", 0.625", "REPAIRED BY", W.H. BRADY CO, WO-31
5330201095 | ACTIVE | 02011813 | 02011813 | 8 | EA | MECH | GASKET, 6", STYLE 77 75 78, NON-ASBESTOS, ANY MFG, BY DESCRP
5330215996 | ACTIVE | 02011813 | 02011813 | 3 | EA | MECH | GASKET, LOW TEMP, 4", VICTAULIC, NON-ASBESTOS, BY DESCRP, WU:COMPRESSOR AIR LINES, U-3; COOLING H2O, HYDRO COOLER, U-2
5330199760 | ACTIVE | 02011813 | 02011813 | 2 | EA | MECH | GASKET, VICTAULIC, STYLE 77 75 73", 8", NON-ASBESTOS, ANY MFG, BY DESCRP, WU:IK & IR SOOTBLOWERS, ASPERATING AIR, UNIT 4
4320075585 | ACTIVE | 02011820 | 02011820 | 1 | EA | MECH | PUMP, SUMP, SUBMERSIBLE, DISCH 1-1/2", 1/3 HP, 115V, 3.2 AMPS, GOULDS, GSP0311: WU: RO BUILDINGS SUMP PUMP
2940000363 | ACTIVE | 02011822 | 02011821 | 8 | EA | MECH | ELEMENT, FILTER, AIR, 20"W, 25"L, 1"THK, FBRGL, ANY MFG, BY DESCRP
2940000363 | ACTIVE | 02011822 | 02011822 | 7 | EA | MECH | ELEMENT, FILTER, AIR, 20"W, 25"L, 1"THK, FBRGL, ANY MFG, BY DESCRP
4320079975 | ACTIVE | 02011901 | 02011901 | 3 | EA | MECH | TRUNNION, OPEN, MILTON ROY, 20241, WU:M-R CONTROLLED VOLUME PUMP, MDL A, S/N 107849-2 MR-1-49-59
0100001454 | ACTIVE | 02011902 | 02011902 | 5 | EA | MECH | FLANGE, PIPE, SOCKET WELD, 2-1/2" NPS, SA105, 300 LB, STD BORE, RAISED FACE, ANY MFG BY DESCRP
0100001455 | ACTIVE | 02011902 | 02011902 | 4 | EA | MECH | FLANGE, PIPE, SOCKET WELD, 2-1/2" NPS, SA105, 300 LB, XH BORE, RAISED FACE, ANY MFG BY DESCRP
0100001452 | ACTIVE | 02011902 | 02011902 | 2 | EA | MECH | FLANGE, PIPE, SOCKET WELD, 2-1/2" NPS, SA105, 150 LB, STD BORE, RAISED FACE, ANY MFG BY DESCRP
0100001233 | ACTIVE | 02011904 | 02011904 | 2 | EA | ELEC/INS | SWITCH, PROXIMITY, DIAMOND POWER, 847340-0071,WU:U-3&4 IK AH SOOT BLOWER ELECTRICAL
0100001235 | ACTIVE | 02011904 | 02011904 | 1 | EA | ELEC/INS | BUTTON, PUSH, DIAMOND POWER, 847360-0034, WU: U-3&4 IK AH SOOT BLOWER ELECTRICAL
0100001234 | ACTIVE | 02011904 | 02011904 | 2 | EA | ELEC/INS | RELAY, OVERLOAD, THERMAL, DIAMOND POWER, 845095-0047
0100004825 | ACTIVE | 02011905 | 02011905 | 2 | EA | MECH | ELEMENT, VARIABLE PRESSURE REDUCING, SENTRY EQUPMENT CORP., 7-00744A, WU: PLANT WIDE
4320081419 | ACTIVE | 99999999 | 02011906 | 3 | EA | MECH | CAP, RESERVOIR, MILTON ROY CO,3 0256, WU: M-R PMP,MOD FR113A-117
4320082425 | ACTIVE | 02011906 | 02011906 | 5 | EA | MECH | FITTING, RLF, MILTON ROY CO, 407-0125-000
4320078258 | ACTIVE | 02011908 | 02011908 | 4 | EA | MECH | CROSSHEAD, ASSY, MILTON ROY, 210-0002-000
5305155250 | ACTIVE | 02011908 | 02011908 | 2 | EA | MECH | NUT, LOCK, OEM, MILTON ROY CO, 209-0020-014
3010048415 | ACTIVE | 02011908 | 02011908 | 1 | EA | MECH | COUPLING, MILTON ROY, 410-0064-020, WU:M-R CHEM FEED PMP MDL FR-165-96 S/N 125557-12, ALL UNITS
4320081401 | ACTIVE | 02011908 | 02011908 | 2 | EA | MECH | NUT, ADAPTER/PLUNGER, 5/8", MILTON ROY CO, 272-0026-406
5330195214 | ACTIVE | 99999999 | 02011909 | 3 | EA | MECH | GASKET, 716 DEG F/171 PSI, NON-ASBESTOS, GENERAL ELECTRIC COMPANY, 101A362BR-1-26-C01
5330219600 | ACTIVE | 02011909 | 02011909 | 4 | EA | MECH | GASKET, PUMP, 374 DEG F/3038 PSI, NON-ASBESTOS, GENERAL ELECTRIC COMPANY, 101A362BEP11
3439001987 | ACTIVE | 02011909 | 02011909 | 71 | EA | TOOL | ELECTRODE, WELDING, ROD HELIARC, 1/8"DIA, BARE HASTALLOY C276, EA PC MUST BE TAGGED, ANY MFG, BY DESCRP, 7EA = 1LB
5330199620 | ACTIVE | 33333333 | 02011910 | 1 | EA | MECH | GASKET, HEADER/REAR, NON-ASBESTOS, ELLIOTT CO, P2276D304
5330199612 | ACTIVE | 33333333 | 02011910 | 1 | EA | MECH | GASKET, HEADER/FRONT, 3/32"THK X 25-3/4"L X 13-3/4"W, RECTANGLE, NON-ASBESTOS, ELLIOTT CO, P2276D303
5330199562 | ACTIVE | 33333333 | 02011910 | 1 | EA | MECH | GASKET, BUNDLE/INTERCOOLER OIL, NON-ASBESTOS, ELLIOTT CO, P480H845
3439003140 | ACTIVE | 02011911 | 02011911 | 10 | LB | TOOL | ELECTRODE, WELDING, ROD, 3/32" X 36", ER90SB3, SJM-83303, MILL TEST REPORT REQ'D, EA PC MUST BE TAGGED, (10#/CONT), ANY MFG, ER90SB3, INSP REQ'D
4730130236 | ACTIVE | 02011912 | 02011912 | 3 | EA | MECH | CLAMP,PIPE, W/ BLTS,2-1/2X6",316 SS,SKINNER, INC.,BY DESCRIPTION,WU PIPE REPAIR, PLANT WIDE
4730130251 | ACTIVE | 02011912 | 02011912 | 1 | EA | MECH | CLAMP,PIPE, W/ BLTS,2"X6",316 SS,SKINNER, INC.,BY DESCRIPTION,WU PIPE REPAIR, PLANT WIDE
4730130269 | ACTIVE | 02011912 | 02011912 | 4 | EA | MECH | CLAMP, PIPE, W/ BLTS, 2"X3", 316 SS, SKINNER, INC, BY DESCRP, WU: PIPE REPAIR, PLANT WIDE
3110063371 | ACTIVE | 33333333 | 02011913 | 1 | EA | MECH | BEARING, JOURNAL,THRUST END, 1.6250"ID, 4.6250"OD, 0.7500"W, BRS/BABT, 3RD STG, ELLIOTT CO, 803709-1, WU:ELLIOT AIR CMPRSSR THRUST SIDE MDL 175M2
3110063405 | ACTIVE | 33333333 | 02011913 | 1 | EA | MECH | BEARING, JOURNAL, RADIAL END, 1.0000"ID, 4.9375"OD, 1.5000"W, BRS/BABBITT, ELLIOTT, 817337-3
3110063355 | ACTIVE | 33333333 | 02011913 | 1 | EA | MECH | BEARING, JOURNAL,THRUST END, 0.7500"ID, 1.8750"OD, 4.6250"W, BRS/BABBITT, ELLIOTT CO, 803707-1
3110063363 | ACTIVE | 33333333 | 02011913 | 1 | EA | MECH | BEARING, JOURNAL,THRUST END, 0.7500"ID, 1.8750"OD, 4.6250"W, BRS/BABT, 2ND STG, ELLIOTT CO, 803708-1, WU:ELLIOTT AIR CMPRSSR, DRIVE CSING, MDL 17
3110063397 | ACTIVE | 33333333 | 02011913 | 1 | EA | MECH | BEARING, JOURNAL, RADIAL END, 0.9375"ID, 4.9375"OD, BRS/BABBITT, ELLIOTT, 817336-3
3110063389 | ACTIVE | 33333333 | 02011913 | 1 | EA | MECH | BEARING, JOURNAL, RADIAL END, 1.0000"ID, 4.8750"OD, BRS, ELLIOTT CO, 817335-3
3110063413 | ACTIVE | 33333333 | 02011913 | 1 | EA | MECH | BEARING, JOURNAL, OUTPUT PINION, ELLIOTT CO, 827082-1, WU: ELLIOTT PLANT AIR COMPRESSOR
3110063421 | ACTIVE | 33333333 | 02011913 | 2 | EA | MECH | BEARING, JOURNAL, RADIAL END, 0.8125"ID, 1.8125"OD, 2.7500"W, STNLESS STL, ELLIOTT, 827349-1, WU:ELLIOTT PLANT AIR COMPRESSOR
4730130194 | ACTIVE | 02011914 | 02011914 | 1 | EA | MECH | CLAMP, PIPE, W/ BLTS,4"X6", 316 SS, SKINNER, INC., BY DESCRP, WU: PIPE REPAIR, PLANT WIDE
4730130202 | ACTIVE | 02011914 | 02011914 | 1 | EA | MECH | CLAMP,PIPE, W/ BLTS,4-1/2"X3",316 SS,SKINNER INC,BCEC,WU: 001 PIPE REPAIR, PLANT WIDE
4730130228 | ACTIVE | 02011914 | 02011914 | 2 | EA | MECH | CLAMP,PIPE, W/ BLTS,3"X3",316 SS,SKINNER, INC.,BY DESCRP,WU: PIPE REPAIR, PLANT WIDE
0100006292 | ACTIVE | 33333333 | 02011921 | 1 | EA | ELEC/INS | BODY, 13 SLOT MODULAR CHASSIS, SLC 500 FOR 1746 I/O MODULES, BACK-PANEL MOUNT, ROCKWELL AUTOMATION, 1746-A13, WU:BOILER AND ABSORBER AREAS
0100006291 | ACTIVE | 33333333 | 02011921 | 2 | EA | ELEC/INS | BODY, 10 SLOT MODULAR CHASSIS, SLC 500 FOR 1746 I/O MODULES, BACK-PANEL MOUNT, ROCKWELL AUTOMATION, 1746-A10, WU:BOILER AND ABSORBER AREAS
0100006289 | ACTIVE | 33333333 | 02011921 | 1 | EA | ELEC/INS | BODY, 7 SLOT MODULAR CHASSIS, SLC 500 BACK-PANEL MOUNT, ROCKWELL AUTOMATION, 1746-A7, WU:BOILER AND ABSORBER AREA
0100006293 | ACTIVE | 02011921 | 02011921 | 1 | EA | ELEC/INS | BODY, 4 SLOT MODULAR I/O CHASSIS, SLC 500 FOR 1746 I/O MODULES, BACK-PANEL MOUNT, ROCKWELL AUTOMATION, 1746-A4, WU:BOILER AND ABSORBER AREAS
0000000501 | ACTIVE | 02011922 | 02011922 | 11 | EA | MECH | ELEMENT, CARBON, 2.75", 5"L, 5 MICRON, UNITED FILTER, UPACP ELEMENT, WU: WATER FOUNTAINS, COFFEE POTS;
6150302534 | ACTIVE | 33333333 | 02011923 | 1 | EA | ELEC/INS | LIGHT, DROP, 25', CAROL CABLE CO., 04498
3130062742 | ACTIVE | 02012001 | 02012001 | 6 | EA | MECH | BEARING, ROLLER/FIXED, 2 BOLT, 1-15/16ID, 8.125"L, 2.4375", CI HOUSING, PB-1625, REXNORD - BEARING DIV, ZA2115
5330215194 | ACTIVE | 33333333 | 02012001 | 1 | EA | MECH | GASKET, PUMP, NON-ASB, GE, 165A986FB-3; WU: GE BOILER FEED PUMP TURBINES 153066, 153069, CYLINDER OPERATOR 501E369BD-53, UNITS 3 & 4
4320077979 | ACTIVE | 02012004 | 02012004 | 2 | EA | MECH | PUMP, WATER, RECIRCULATING, 115V/60 HZ/1/70 HP, LITTLE GIANT, 3CB60, WU:AIR CONDITIONING MAINTENANCE
5330201301 | ACTIVE | 33333333 | 02012006 | 5 | EA | MECH | GASKET, VALVE, 17-1/2"ID X 20-5/8"OD X 1/16"THK, ROUND, DURABLA, NON-ASBESTOS, ATWOOD-MERRILL, 38121049S001
5330222992 | ACTIVE | 02012006 | 02012006 | 2 | EA | MECH | GASKET, VALVE, 14-1/4"ID X 16-3/4"OD X 1/16"THK, GARLOCK 3000, NON-ASBESTOS, ATWOOD-MORRILL, 38121-035-8645-000
5330223032 | ACTIVE | 02012007 | 02012007 | 1 | EA | MECH | GASKET, VALVE, 12-1/4"ID X 14-1/4"OD X 1/16"THK, NON-ASBESTOS, ATWOOD-MERRILL, 38121-022-8645-000
5305155763 | ACTIVE | 02012008 | 02012008 | 2 | EA | MECH | SCREW, CAP, 1/2" X 1-3/4", SCKT/ROUND, ZINC PLTD CS, 13 TPI
4730119197 | ACTIVE | 02012010 | 02012010 | 15 | EA | MECH | CONNECTOR, TUBING, 316 SS, 1/2" TUBE X 1/2" FNPT, SWAGELOK (ONLY), SS-810-7-8
4730107911 | ACTIVE | 02012010 | 02012010 | 6 | EA | MECH | CONNECTOR, TUBING, 316 SS, 3/8" TUBE X 1/2" FNPT, SWAGELOK (ONLY), SS-600-7-8
4730105410 | ACTIVE | 02012010 | 02012010 | 2 | EA | MECH | CONNECTOR, TUBING, 316 SS, 3/8" TUBE X 3/8" FNPT, SWAGELOK (ONLY), SS-600-7-6
4730108687 | ACTIVE | 33333333 | 02012010 | 7 | EA | MECH | CONNECTOR, TUBING, 316 SS, 1/2" TUBE X 3/8" FNPT, SWAGELOK (ONLY), SS-810-7-6
4730106152 | ACTIVE | 02012010 | 02012010 | 16 | EA | MECH | CONNECTOR, TUBING, 316 SS, 1/2" TUBE X 1/4" FNPT, SWAGELOK (ONLY), SS-810-7-4
4730109107 | ACTIVE | 02012010 | 02012010 | 9 | EA | MECH | CONNECTOR, TUBING, 316 SS, 1/4" TUBE X 1/2" FNPT, SWAGELOK (ONLY), SS-400-7-8
4730115781 | ACTIVE | 33333333 | 02012010 | 1 | EA | MECH | CONNECTOR, TUBING, 316 SS, 1/4" TUBE X 3/8" FNPT, SWAGELOK (ONLY), SS-400-7-6
4730117894 | ACTIVE | 02012010 | 02012010 | 8 | EA | MECH | CONNECTOR, TUBING, 316 SS, 3/8" TUBE X 1/4" FNPT, SWAGELOK (ONLY), SS-600-7-4
4730109669 | ACTIVE | 02012010 | 02012010 | 7 | EA | MECH | CONNECTOR, TUBING, 316 SS, 1/4" TUBE X 1/4" FNPT, SWAGELOK (ONLY), SS-400-7-4
4730121615 | ACTIVE | 02012010 | 02012010 | 10 | EA | MECH | CONNECTOR, TUBING, 316 SS, 3/8" TUBE X 1/8" FNPT, SWAGELOK (ONLY), SS-600-7-2
4730108240 | ACTIVE | 02012010 | 02012010 | 10 | EA | MECH | CONNECTOR, TUBING, 316 SS, 1/4" TUBE X 1/8" FNPT, SWAGELOK (ONLY), SS-400-7-2
4810136962 | ACTIVE | 33333333 | 02012011 | 5 | KT | MECH | CYLINDER, KIT, REPAIR,(1) SEAL,(1) U-RNG,(1) O-RNG,(1) RETNG RNG,(1) RO PIN,(1) GSKT, ATWOOD-MERRILL, 48174990S004, WU: NON RTRN VLV ACTUATOR U-3
5330223024 | ACTIVE | 33333333 | 02012011 | 2 | EA | MECH | GASKET, VALVE, 2-3/16"ID X 2-15/16"OD X 1/16"THK, GARLOCK 3000, NON-ASBESTOS, ATWOOD-MERRILL, 38121-021-8645-000
5330201293 | ACTIVE | 33333333 | 02012011 | 6 | EA | MECH | GASKET, VALVE, 2-1/2"ID X 3-1/2"OD X 1/16"THK, ROUND, NON-ASBESTOS, DURABLA, ATWOOD-MERRILL, 38121-0058645
4310072733 | ACTIVE | 02012012 | 02012012 | 1 | EA | MECH | ELEMENT, FILTER, OIL, 1-51/64"ID, 4-33/64"OD, 7"L, WIX CORP, 51506
4310073459 | ACTIVE | 33333333 | 02012013 | 2 | EA | MECH | SLEEVE,COUPLING,CHNL BAND/2ND STAGE,ELLIOTT,P2320A125,WU:ELLIOTT AIR COMPRESSOR MDL 175M22, S/N N-11009-1-2, PLANT AIR
4310073632 | ACTIVE | 33333333 | 02012013 | 2 | EA | MECH | SLEEVE,COUPLING,FLEX,5-3/4,6-1/2,1-5/8,RUBBER,ELLIOTT,P2320A128,WU:ELIOT PLANT AIR COMPRSOR MD175M22, S/N N-11009-1,2 +L-11008-1,2+3
4320078167 | ACTIVE | 33333333 | 02012013 | 2 | EA | MECH | SLEEVE,COUPLING,CHANNEL BAND/1 STAGE,ELLIOTT,P2320B228,WU:ELLIOT AIR COMPRESOR, PAP COMPRSOR ASSY MDL 175M2, S/N N-11009, U-2
4310073442 | ACTIVE | 33333333 | 02012013 | 1 | EA | MECH | SLEEVE,COUPLING,CHNL BAND/2ND/3RD STAGE,ELLIOTT,P2320A119,WU:ELLIOTT AIR COMPRESSOR MDL 175M22, S/N N-11009-1-2, PLANT AIR
5330196709 | ACTIVE | 33333333 | 02012013 | 4 | EA | MECH | SEAL, COMPR/REAR, 2-1/4, 11-1/2 IN, RUBBER, ELLIOTT COMPANY, P832B100
0100000972 | ACTIVE | 02012014 | 02012014 | 3 | EA | MECH | TRAP, STEAM, ASSY, TRAP, 3/4" FTT, 145 PSI, MODEL WFTT-145-13, WATSON MCDANIEL, BY DESCRP
5945244720 | ACTIVE | 99999999 | 02012015 | 2 | EA | ELEC/INS | RELAY,"X", COMPLETE,GENERAL ELECT, 116B7197P3,WU: GE EXCITER-REGULATOR SYST, 1355KW, 500 V, S/N 170X650
0100001429 | ACTIVE | 33333333 | 02012016 | 5 | LB | MECH | PACKING, BULK, SQUARE 5/16", GRAPAHITE/MONO-FILAMENT, NON-ASB, (PUMP-PACKING), PALMETTO 5080, BY DESCRP
8430000235 | ACTIVE | 33333333 | 02012017 | 1 | PR | SAFETY | BOOTS, RUBBER, SIZE 10, BLK, SLIP ON, W/O STL TOE, W/GRIP SOLE, DISPOSABLE, ANY MFG, BY DESCRP, WU: FOR PCB SPILL KIT
3960000143 | ACTIVE | 33333333 | 02012018 | 1 | EA | MECH | WHEEL,WORM,ALIMAK ELEVATOR COMPANY I,383735,WU:LINDEN-ALIMAC MINI-SCANDO STACK ELEVATOR
3020056374 | ACTIVE | 33333333 | 02012018 | 2 | EA | MECH | GUIDE, COMPLETE CABLE, ALIMAK, 366923-101, WU:LINDEN ALIMAK MINI SCANDO STACK ELEVATORS, U-3&4
5930236442 | ACTIVE | 02012019 | 02012019 | 1 | EA | ELEC/INS | INDICATOR,TRIAC NEMA 4, 4X, 7&9 EXPLOSION PROOF,INDICATING SPDT LIMIT SWITCH,NAMUR MOUNT,TRIAC,EX11D2SBKN,WU:LIMESTONE, XOMOX PLUG & AMRI BUTTERF
0100002677 | ACTIVE | 33333333 | 02012019 | 1 | EA | ELEC/INS | CONTROLLER, HEAT TRACE, 004 W/RS485 PORT, DIGI TRACE MODEL#920-HTC, TYCO THERMAL CONTROLS, 10260-001, WU:DBA SYSTEM
6240312774 | ACTIVE | 02012022 | 02012022 | 4 | EA | ELEC/INS | LAMP, MERCURY VAPOR, HID, 175 W, MOGUL, ED-28, CLR, 24000 HR, PHILIPS LIGHTING CO, H39KC175C
5330183863 | ACTIVE | 02012101 | 02012101 | 1 | ST | MECH | PACKING, RING, 1"ID X 1-1/2"OD X 1/4"W, (8 PCS=1 SET), NON-ASB, CRANE, 058040812
5330185330 | ACTIVE | 02012101 | 02012101 | 393 | EA | MECH | PACKING, RING/SPLIT,1-1/8"ID X 1-5/8"OD X 1/4"W, GRAPHITE W/ WIRE, (10 EA=1 SET) NON-ASB, UCC, 40625-10,WU:UCC ASH HNLDNG SYS, FLY ASH DIFFUSER
5133000397 | ACTIVE | 02012103 | 02012103 | 3 | EA | TOOL | BIT, DRILL, 1-1/8", 6"L, HIGH SPEED STL, 1/2"STRT, ANY MFG, BY DESCRP
5133000025 | ACTIVE | 02012103 | 02012103 | 4 | EA | TOOL | BIT, DRILL, 1-1/4", 6"L, HIGH SPEED STL, 1/2", ANY MFG, BY DESCRP
5133000546 | ACTIVE | 02012103 | 02012103 | 4 | EA | TOOL | BIT, DRILL, 1-1/16", 6"L, HIGH SPEED STL, 1/2"STRT, DYNA SYSTEMS, 801-2-6800
5133000744 | ACTIVE | 02012103 | 02012103 | 3 | EA | TOOL | BIT, DRILL, 1-3/16", 6"L, HIGH SPEED STL, 1/2"STRT, DYNA SYSTEMS, 801-2-6900
5133000900 | ACTIVE | 02012103 | 02012103 | 5 | EA | TOOL | BIT, DRILL, 1", 6"L, HIGH SPEED STL, 1/2"FLATTED RND, DYNA SYSTEMS, 801-2-3700
5133000488 | ACTIVE | 02012103 | 02012103 | 5 | EA | TOOL | BIT, DRILL, JOBBER, 13/16", 6"L, HIGH SPEED STL, 1/2"STRT, DYNA SYSTEMS, 801-2-3400
5133000553 | ACTIVE | 02012103 | 02012103 | 3 | EA | TOOL | BIT, DRILL, 19/32", 6"L, HIGH SPEED STL, 1/2"STRT, DYNA SYSTEMS, 801-2-7000
0100000486 | ACTIVE | 33333333 | 02012107 | 2 | EA | ELEC/INS | DETECTOR, TEMPERATURE, RTD, 100 OHM, OMEGA ENGINEERING, PR-12-2-100-1/8-24-E, PLATINUM, WU: UNIT 4, ECONOMIZER FLUE DUCTS
4730102995 | ACTIVE | 02012108 | 02012108 | 2 | EA | MECH | CONNECTOR, TUBING, 316 SS, 3/8" FEMALE BULKHEAD X 1/4" FNPT, SWAGELOK (ONLY), SS-600-71-4
4730107986 | ACTIVE | 02012108 | 02012108 | 6 | EA | MECH | CONNECTOR, TUBING, 316 SS, 1/4" FEMALE BULKHEAD X 1/4" FNPT, SWAGELOK (ONLY), SS-400-71-4
4730108851 | ACTIVE | 02012108 | 02012108 | 31 | EA | MECH | CONNECTOR, TUBING, 316 SS, 1/2" TUBE X 1/2" MNPT, SWAGELOK (ONLY), SS-810-1-8
4730105212 | ACTIVE | 02012108 | 02012108 | 8 | EA | MECH | CONNECTOR, TUBING, 316 SS, 1/2" TUBE X 3/8" MNPT, SWAGELOK (ONLY), SS-810-1-6
4730115559 | ACTIVE | 02012108 | 02012108 | 10 | EA | MECH | CONNECTOR, TUBING, 316 SS, 3/8" TUBE X 1/2" MNPT, SWAGELOK (ONLY) SS-600-1-8
4730116623 | ACTIVE | 02012108 | 02012108 | 10 | EA | MECH | CONNECTOR, TUBING, 316 SS, 1/2" TUBE X 1/4" MNPT, SWAGELOK (ONLY), SS-810-1-4
4730112259 | ACTIVE | 02012108 | 02012108 | 8 | EA | MECH | CONNECTOR, TUBING, 316 SS, 3/8" TUBE X 3/8" MNPT, SWAGELOK (ONLY), SS-600-1-6
4810116212 | ACTIVE | 33333333 | 02012109 | 1 | EA | MECH | SEAT,RNG,CONTROL COMPONENTS, INC.,320302223
0100000919 | ACTIVE | 99999999 | 02012109 | 1 | EA | MECH | SEAL, METAL, 3.2"ID X 4.4"OD X 2.2"H, SCH 160, 2500#, CONTROL COMPONENT, 321327025
5120128607 | ACTIVE | 02012110 | 02012110 | 3 | EA | TOOL | TROWEL, FIN, 4", 12", ANY MFG, BY DESCRP
0100001034 | ACTIVE | 02012114 | 02012114 | 20 | EA | SAFETY | LINER, SWEATBAND, TERRY-CLOTH, HARD HATS, TERRI BAND, SAFSU SH-MS-GY
4730108323 | ACTIVE | 02012115 | 02012115 | 5 | EA | MECH | UNION, PIPE, 1-1/2", GALV STL, 40 SCH, ANY MFG. BY DESCRP
4730106590 | ACTIVE | 02012115 | 02012115 | 7 | EA | MECH | UNION, PIPE, 2", GALV STL, 40 SCH, ANY MFG, BY DESCRP
4730107507 | ACTIVE | 02012115 | 02012115 | 4 | EA | MECH | UNION, PIPE, 1", GALV STL, 40 SCH, ANY MFG, BY DESCRP
4730116177 | ACTIVE | 02012115 | 02012115 | 5 | EA | MECH | UNION, PIPE, 3/4", GALV STL, 40 SCH, ANY MFG, BY DESCRP
4730113851 | ACTIVE | 02012115 | 02012115 | 8 | EA | MECH | UNION, PIPE, 1-1/4", GALV STL, 40 SCH, ANY MFG, BY DESCRP
4730114545 | ACTIVE | 02012115 | 02012115 | 3 | EA | MECH | UNION, PIPE, 1/4", GALV STL, 40 SCH, ANY MFG, BY DESCRP
4730117340 | ACTIVE | 02012115 | 02012115 | 23 | EA | MECH | UNION, PIPE, 1/2", GALV STL, 40 SCH, ANY MFG, BY DESCRP
4730103472 | ACTIVE | 02012115 | 02012115 | 5 | EA | MECH | UNION, PIPE,1/8", GALV STL, 40 SCH, ANY MFG, BY DESCRP
5935233089 | ACTIVE | 02012117 | 02012117 | 12 | EA | ELEC/INS | BODY, PRES TERMS, 3 WIRE/4 POLE, 60 A, 600 AC/250 DC V, #6-#2 AWG, APPLETON ELEC CO, ARC6034BC
0100000035 | ACTIVE | 33333333 | 02012117 | 1 | KT | MECH | KIT, D.O. ELECTRODE MAINT., (MEMBRANE,ELCTRODE FILL SOLUTION), O-RING, ORION RESEARCH, 181622
5935236439 | ACTIVE | 02012117 | 02012117 | 3 | EA | ELEC/INS | PLUG, ELECTRICAL, CONDULET, 0.875"-1.375", 60 A, 600 VAC/250 VDC, AL ,4 WIRE, 4 POLE, CROUSE HINDS, APJ-6475
0100001033 | ACTIVE | 02012119 | 02012119 | 16 | PR | SAFETY | PROTECTOR,EAR,HEARING,HARD HAT MOUNTED,NRR 27DB,PELTOR,PELTO H10P3E
3030054575 | ACTIVE | 02012124 | 02012124 | 2 | MS | MECH | BELT, DRIVE, V/WDG, (MATCH SET OF 8), 0.625"W, 0.531"THK, 112.000" OUTER CIR, NATIONAL PRODUCTS, INC., 5VX1120
5920227096 | ACTIVE | 02012201 | 02012201 | 6 | EA | ELEC/INS | FUSE, CARTRIDGE, 250 V, 6 A, RK5, DUAL ELEM/TIME-DELAY, 200 K, BUSSMAN MFG. CO., FRN-R-6
5920226577 | ACTIVE | 02012201 | 02012201 | 20 | EA | ELEC/INS | FUSE,ONE-TIME,CRTG,600 V,10 A,NON-TD,100 K,BUSSMAN MFG. CO.,KTK10, KLK OR KLKR
5920226700 | ACTIVE | 02012201 | 02012201 | 18 | EA | ELEC/INS | FUSE, ONE-TIME, CRTG, 250 V, 3-1/2 A, H, DUAL ELEM/TIME-DELAY, 10K, BUSSMAN MFG. CO., FNM-3-1/2
5920227807 | ACTIVE | 02012201 | 02012201 | 4 | EA | ELEC/INS | FUSE, CARTRIDGE, 250 V, 3 A, K5, NON-TD, 50 K, LITTLE FUSE, NLN-3
5920228714 | ACTIVE | 02012201 | 02012201 | 10 | EA | ELEC/INS | FUSE, CARTRIDGE, CRTG, 250 V, 3-1/2 A, K5, DUAL ELEM/TIME-DELAY, BUSSMAN MFG. CO., FRNR 3-1/2
5920227757 | ACTIVE | 02012201 | 02012201 | 10 | EA | ELEC/INS | FUSE, CARTRIDGE, 250 V, 1 A, FAST-ACTING, C & D BATTERIES DIV., JL-85
0100001453 | ACTIVE | 02012202 | 02012202 | 2 | EA | MECH | FLANGE, PIPE, SOCKET WELD, 2-1/2" NPS, SA105, 150 LB, XH BORE, RAISED FACE, ANY MFG BY DESCRP
0100001451 | ACTIVE | 02012202 | 02012202 | 4 | EA | MECH | FLANGE, PIPE, WELD NECK, 2-1/2" NPS, SA105, 300 LB, XH BORE, RAISED FACE, ANY MFG BY DESCRP
0100001448 | ACTIVE | 02012202 | 02012202 | 4 | EA | MECH | FLANGE, PIPE, BLIND, 2-1/2" NPS, SA105, 150 LB, RAISED FACE, ANY MFG, BY DESCRP
4320081336 | ACTIVE | 02012203 | 02012203 | 1 | EA | MECH | CYLINDER, PNEUMATIC, ITEM 281, MILTON ROY CO, 281-0173-198, WU: M-R ACID PUMP
9320000020 | ACTIVE | 02012203 | 02012203 | 4 | EA | MECH | COVER, BELLOWS, MILTON ROY CO., 298-0003-181
0100001450 | ACTIVE | 02012204 | 02012204 | 4 | EA | MECH | FLANGE, PIPE, WELD NECK, 2-1/2" NPS, SA105, 150 LB, XH BORE, RAISED FACE, ANY MFG BY DESCRP
0100001364 | ACTIVE | 02012205 | 02012205 | 4 | EA | MECH | BELT, DRIVE, V/WDG, GATES RUBBER, 5VX630, WU:LS PREP BALL MILL SUMP PUMPS 70233 & 70234
0100001829 | ACTIVE | 02012205 | 02012205 | 16 | EA | MECH | BELT, DRIVE, V, COGGED, 0.375"THK, 3 BELTS/PUMP, 45.000" OUTER CIR, GATES RUBBER, 3VX450, WU:01 AREA, U-3&4 BLOWDOWN PUMPS
3020054700 | ACTIVE | 02012206 | 02012206 | 2 | AS | MECH | SPROCKET, DRIVE, ASSY/CHAIN, 5/8" PITCH, #50 CHAIN SIZE, 12 TEETH, W.W. SLY, ABC-523, WU:SLY FILTER TRAVELER, BAGHOUSE FLYASH, U-3&4
3020054676 | ACTIVE | 02012206 | 02012206 | 2 | EA | MECH | SPROCKET, DRIVE, CHAIN, 1-1/4"BORE, 28 TEETH, W.W. SLY, ABC-522, WU:SLY FILTER TRAVELER, BAGHOUSE U-3 FLYASH
5305154386 | ACTIVE | 99999999 | 02012206 | 17 | EA | MECH | BOLT, SHOULDER, OEM, WU: U3&4, WW SLY FILTER TRAVELER
5305154402 | ACTIVE | 02012206 | 02012206 | 6 | EA | MECH | BOLT, EYE, WW SLY MFG, 310201, WU: WW SLY FILTER TRAVELER, BAGHOUSE FLYASH, UNIT 4
4730110006 | ACTIVE | 02012208 | 02012208 | 2 | EA | MECH | NIPPLE, PIPE, SWAGE ECCENTRIC, CARBON STEEL 2" X 3/4", POE/TOE, SCH 80, SA234WPBN SEAMLESS, ANY MFG BY DESCRP
4730130434 | ACTIVE | 02012208 | 02012208 | 4 | EA | MECH | REDUCER, PIPE, CS, SA234WPB SMLS, 4" NPS X 2" NPS, CONCENTRIC, SCH XH, BUTTWELD, ASME B16.9, ANY MFG, BY DESCRP
4730128362 | ACTIVE | 33333333 | 02012208 | 2 | EA | MECH | REDUCER, PIPE, CS, SA234WPB SMLS, 3" NPS X 2-1/2" NPS, CONCENTRIC, SCH XH, BUTTWELD, ASME B16.9, ANY MFG, BY DESCRP
4730109982 | ACTIVE | 02012208 | 02012208 | 7 | EA | MECH | REDUCER, PIPE, CS, SA234WPB SMLS, 1-1/2" NPS X 3/4" NPS, CONCENTRIC, SCH 40, BUTTWELD, ASME B16.9, ANY MFG, BY DESCRP
4730110899 | ACTIVE | 02012208 | 02012208 | 1 | EA | MECH | REDUCER, PIPE, CS, SA234WPB SMLS, 1" X 3/4", CONCENTRIC, SCH 40, BUTTWELD, ASME B16.9, ANY MFG, BY DESCRP
5330198184 | ACTIVE | 02012210 | 02012210 | 2 | EA | MECH | GASKET, DOOR, 23-1/4"ID X 29"ID X 1/4"THK, 33"L(OD) X 27-1/4"W(OD), RECTANGLE, NEOPRENE, NON-ASB, ANY MFG, BY DESCRP; WU: U4 BOTTOM ASH BIG DOORS
4730130780 | ACTIVE | 33333333 | 02012213 | 2 | EA | MECH | TRAP, STEAM, IMPULSE, 1-1/2", 600 PSI, YARWAY, 945654-03
4730105378 | ACTIVE | 33333333 | 02012213 | 3 | EA | MECH | TRAP, STEAM, IMPULSE SERIES 721, 3/4" FNPT, W/STRAINER, ALL SS, 4-600 PSI, YARWAY, 110823-17
3110074543 | ACTIVE | 33333333 | 02012215 | 1 | EA | MECH | BEARING, ROLLER, EKATO CORP, 4725332, LIMESTONE(EA=TAPER CUP & CONE ASSY)
3110074527 | ACTIVE | 33333333 | 02012215 | 1 | EA | MECH | BEARING, ROLLER, EKATO, 0921920, WU: LIMESTONE(EA=TAPER CUP & CONE ASSY)
4810137580 | ACTIVE | 02012215 | 02012215 | 2 | KT | MECH | VALVE, KIT, REPR/SLND, NON-ASB, ASCO, K264013, WU:NEWCON SLIDEGATE, XOMOX PLUG, AMRI (ISORIZ) BUTFLY, SJ LIMESTONE
5975261420 | ACTIVE | 02012218 | 02012218 | 16 | EA | ELEC/INS | PLUG, ELECTRICAL, GRNDED, #6-#2 AWG, 60 A, 600 VAC/250 VDC, AL, 3 WIRE 4 POLE, APPLETON, ACP6034BC
6660000024 | ACTIVE | 02012219 | 02012219 | 4 | EA | OFF/JAN | SOCK, WIND, 18", 5"L, STRTGC SUPPLY, METAL18X60
4730111384 | ACTIVE | 02012221 | 02012221 | 26 | EA | MECH | COUPLING, HOSE, CHICAGO FTG, 3-WAY, MALLEABLE IR, DIXON VALVE, AM-10
4730103118 | ACTIVE | 02012221 | 02012221 | 28 | EA | MECH | COUPLING, HOSE, CHICAGO FTG X 1" MNPT, MALLEABLE IR, DIXON VALVE, AM-12
4010067801 | ACTIVE | 02012222 | 02012222 | 200 | FT | TOOL | CHAIN, LOCK LINK, 3/0, ACCO, 2501-23003
4010067546 | ACTIVE | 02012222 | 02012222 | 100 | FT | TOOL | CHAIN, SINGLE JACK, #12, ZINC CHROMATE STL, CAMPBELL CHAIN, 080-1214
4010067629 | ACTIVE | 02012222 | 02012222 | 100 | FT | TOOL | CHAIN, SINGLE JACK, #14, STEEL, ACCO, 2607-11401
9515000744 | ACTIVE | 02012301 | 02012301 | 1 | BX | STRUC | SHIM, STOCK, 12"W, 50"L, 0.007"THK, 302 SS, THE ANCHOR PACKING CO., BY DESCRP
4730104249 | ACTIVE | 02012302 | 02012302 | 4 | EA | MECH | REDUCER, PIPE, 316 SS, 1" FNPT X 1/2" MNPT, ANY MFG, BY DESCRP
4730113430 | ACTIVE | 02012302 | 02012302 | 4 | EA | MECH | REDUCER, PIPE, 316 SS, 3/4" FNPT X 1/4" MNPT, ANY MFG, BY DESCRP
4730115237 | ACTIVE | 33333333 | 02012302 | 4 | EA | MECH | REDUCER, PIPE, 316 SS, 3/4" FNPT X 1/2" MNPT, SWAGELOK, SS-12-RA-8
4730112739 | ACTIVE | 02012302 | 02012302 | 5 | EA | MECH | REDUCER, PIPE, 316 SS, 1/2" FNPT X 3/8" MNPT, CAJON CO, SS-8-RA-6
4730113570 | ACTIVE | 02012302 | 02012302 | 6 | EA | MECH | REDUCER, PIPE, 316 SS, 1/4" FNPT X 1/8" MNPT, PARKER, 1/4X1/8FG-SS
4730103308 | ACTIVE | 02012302 | 02012302 | 9 | EA | MECH | REDUCER, PIPE, 316 SS, 1/2" FNPT X 1/4" MNPT, ANY MFG, BY DESCRP
4730119171 | ACTIVE | 02012302 | 02012302 | 6 | EA | MECH | REDUCER, PIPE, 316 SS, 3/8" FNPT X 1/4" MNPT, ANY MFG, BY DESCRP
4810119158 | ACTIVE | 02012303 | 02012303 | 1 | EA | MECH | DIAPHRAGM, PUMP, 9-1/8"OD, TEFLON, MILTON ROY, 298-0010-475
4320080908 | ACTIVE | 02012303 | 02012303 | 2 | EA | MECH | DIAPHRAGM, PUMP, 0.0625, TEFLON, 6", MILTON ROY CO, 298-0010-575
4810114639 | ACTIVE | 02012303 | 02012303 | 2 | EA | MECH | DIAPHRAGM, PUMP, 4-1/4"OD, TEFLON, MILTON ROY CO, 298-0010-075
4320082482 | ACTIVE | 02012303 | 02012303 | 2 | EA | MECH | DIAPHRAGM, PUMP, 5-3/4" OD, TEFLON, MILTON ROY, 298-0010-275, WU:M-R AMINE PUMP, MDL A, EDMR1-55-95SM, U3&4, MDL EDMR 1-55-95SM, U-3
4810113607 | ACTIVE | 02012303 | 02012303 | 5 | EA | MECH | DIAPHRAGM ,PUMP, 4"OD, TEFLON, MILTON ROY, 298-0005-175
5330210401 | ACTIVE | 33333333 | 02012307 | 2 | EA | MECH | SEAL,OIL,PUMP,0.469,4.751 IN,3.75"ID,JOHNS-MANVILLE,7146 LUP
4730128420 | ACTIVE | 02012308 | 02012308 | 3 | EA | MECH | REDUCER, PIPE, CS, SA234WPB SMLS, 2" NPS X 1" NPS, CONCENTRIC, SCH XH, BUTTWELD, ASM3 B16.9, ANY MFG, BY DESCRP
4730128446 | ACTIVE | 02012308 | 02012308 | 1 | EA | MECH | REDUCER, PIPE, CS, SA234WPB SMLS, 1-1/2" NPS X 1" NPS, CONCENTRIC, SCH XH, BUTTWELD, ASME B16.9, ANY MFG, BY DESCRP
4730106491 | ACTIVE | 02012308 | 02012308 | 1 | EA | MECH | REDUCER, PIPE, CS, SA234WPB SMLS, 2" NPS X 1" NPS, CONCENTRIC, SCH 40, BUTTWELD, ASME B16.9, ANY MFG, BY DESCRP
4730106897 | ACTIVE | 02012308 | 02012308 | 1 | EA | MECH | REDUCER, PIPE, CS, SA234WPB SMLS, 2" NPS X 1-1/2" NPS, CONCENTRIC, SCH 40, BUTTWELD, ASME B16.9, ANY MFG, BY DESCRP
4730128404 | ACTIVE | 02012308 | 02012308 | 3 | EA | MECH | REDUCER, PIPE, CS, SA234WPB SMLS, 2" NPS X 1-1/2" NPS, CONCENTRIC, SCH XH, BUTTWELD, ASME B16.9, ANY MFG, BY DESCRP
4730114156 | ACTIVE | 02012309 | 02012309 | 5 | EA | MECH | UNION, TUBING, BULKHEAD, 1/2", BRS, TUBE, SWAGELOK, B-810-61
4730114321 | ACTIVE | 02012309 | 02012309 | 30 | EA | MECH | UNION, TUBING,1/2", BRS, TUBE, SWAGELOK, B-810-6
4730120526 | ACTIVE | 02012309 | 02012309 | 7 | EA | MECH | UNION, TUBING, REDU, 1/2" X 3/8", BRS, TUBE, SWAGELOK, B-810-6-6
4730104439 | ACTIVE | 02012309 | 02012309 | 12 | EA | MECH | UNION, TUBING, BULKHEAD, 3/8", BRS, TUBE, SWAGELOK, B-600-61
4730107457 | ACTIVE | 02012309 | 02012309 | 8 | EA | MECH | UNION, TUBING, REDU, 3/8" X 1/4", BRS, TUBE, SWAGELOK, B-600-6-4
4730112614 | ACTIVE | 02012309 | 02012309 | 30 | EA | MECH | UNION, TUBING, 3/8", BRS, TUBE, SWAGELOK, B-600-6
4730115682 | ACTIVE | 02012309 | 02012309 | 17 | EA | MECH | UNION, TUBING, BULKHEAD, 1/4", BRS, TUBE, SWAGELOK, B-400-61
4730102748 | ACTIVE | 02012309 | 02012309 | 63 | EA | MECH | UNION, TUBING, 1/4", BRS, TUBE, SWAGELOK, B-400-6
4730102763 | ACTIVE | 02012309 | 02012309 | 9 | EA | MECH | UNION, TUBING, REDU, 1/4" X 1/8", BRS, TUBE, SWAGELOK, B-400-6-2
4320086996 | ACTIVE | 02012310 | 02012310 | 1 | ST | MECH | GEAR, WORM, (1) SHAFT, MILTON ROY CO., 252-0136-300
0100005489 | ACTIVE | 02012310 | 02012310 | 3 | EA | MECH | SHAFT, WORM 40:1, DIAMOND POWER, 53A008350U,WU:1&2 IC GEAR BOXES
4320084694 | ACTIVE | 02012310 | 02012310 | 1 | EA | MECH | SHAFT, OEM, MILTON ROY CO, 252-0144-100
3433000019 | ACTIVE | 02012311 | 02012311 | 1 | EA | TOOL | TORCH, CUTTING, MDL K-3000, ARCAIR CO, 61-065-000
4820121442 | ACTIVE | 02012313 | 02012313 | 1 | EA | MECH | VALVE, GATE, 2", FS BODY, THRD, 800#@850 DEG F, 1975#@100 DEG F, TRIM CR-13 & H-F, NON-ASB, R-P & C SPECIALTY VALVE, F56D
4810129173 | ACTIVE | 02012315 | 02012315 | 4 | EA | ELEC/INS | VALVE, SOLENOID, DBL COIL, 1/4", FNPT, 120 V, 50/60 HZ, NON-ASB, NUMATICS INC., 11DSA44CC
4810128951 | ACTIVE | 02012315 | 02012315 | 15 | EA | ELEC/INS | VALVE, SOLENOID, SINGLE COIL, 1/4", WITH BASE, FNPT, 120 V, 50/60 HZ, NON-ASB, NUMATICS, 11SAD44AC000030
6150302724 | ACTIVE | 02012315 | 02012315 | 7 | EA | TOOL | CORD, EXTENSION, ASSY, 6'L, NUMATICS, INC., 230-215, WU:ASH HANDLING NUVAFEEDERS, UNITS 3&4
4810131740 | ACTIVE | 02012315 | 02012315 | 10 | KT | MECH | VALVE, KIT, REPR/SLND, NON-ASB, NUMATICS INC., MK7-K1
7240422514 | ACTIVE | 02012316 | 02012316 | 1 | EA | MECH | VENT, AIR, DRUM, BRS, 2", JUSTRITE MFG CO, 8-300
5340189157 | ACTIVE | 02012316 | 02012316 | 3 | EA | MECH | FAUCET, BBL, 2", MNPT, SYRACUSE STAMPING CO. INC, BY DESCRP
5340189066 | ACTIVE | 02012316 | 02012316 | 14 | EA | MECH | FAUCET, 3/4", BRS, MNPT, LOCKING LVR, ANY MFG, BY DESCRP, WU: 55 GA DRUMS
4320079215 | ACTIVE | 02012320 | 02012320 | 1 | EA | MECH | GUARD, DE LAVAL TURBINE, P4588A, WU:DELAVAL HORZL PMP MDL 7BB31310, S/N 705505, BOLER FEED PMP, U-3&4
4320079157 | ACTIVE | 33333333 | 02012320 | 2 | EA | MECH | COLLAR, THRUST, BRG, DE LAVAL TURBINE INC., PM-1026W
3110065616 | ACTIVE | 02012320 | 02012320 | 2 | EA | MECH | BEARING, JOURNAL, THRUST IND, IMO DELAVAL INC., 640
0000000153 | ACTIVE | 33333333 | 02012322 | 4 | EA | MECH | FILTER,AIR,CARQUEST,87868
4020070084 | ACTIVE | 02012323 | 02012323 | 300 | FT | TOOL | ROPE, 1/2"DIA, 100'L, MANILA, ROLL, ANY MFG, BY DESCRP
0000000144 | ACTIVE | 33333333 | 02012324 | 1 | EA | MECH | FILTER,AIR,CARQUEST,87518
5330228478 | ACTIVE | 33333333 | 02012401 | 1 | EA | MECH | GASKET, NON-ASBESTOS, EKATO CORP, 10002447, WU:LIMESTONE
5330222455 | ACTIVE | 02012402 | 02012402 | 2 | EA | MECH | SEAL,OIL,SINGLE LIP,0.562,4.13 IN,3.312"ID,66389,CHICAGO RAWHIDE MFG,33033,WU: LIMESTONE; GOULD PUMP LOW PRESS ASH H2O, U-4
5330228403 | ACTIVE | 02012402 | 02012402 | 1 | EA | MECH | SEAL, OIL, 2.75"ID X 3.756"OD X 0.375"W, 65602, CHICAGO RAWHIDE, 27377, LIMESTONE
5330228395 | ACTIVE | 02012402 | 02012402 | 1 | EA | MECH | SEAL, OIL, 4.25" ID X 5.256"OD X 0.5"W, 67356, CHICAGO RAWHIDE, 42419, LIMESTONE
5330228346 | ACTIVE | 02012402 | 02012402 | 1 | EA | MECH | SEAL, OIL, 1.75"ID X 2.441"OD X 0.312"W, 63276, CHICAGO RAWHIDE, 17285, LIMESTONE
5330228304 | ACTIVE | 02012402 | 02012402 | 1 | EA | MECH | SEAL, OIL, 1.5"ID X 2.506"OD X 0.312"W, 62566 CHICAGO RAWHIDE MFG, 15142, WU: LIMESTONE
5330228379 | ACTIVE | 02012402 | 02012402 | 1 | EA | MECH | SEAL, OIL, 1.937"ID X 2.627"OD X 0.312"W, 63869, CHICAGO RAWHIDE, 19229, LIMESTONE
4520087927 | ACTIVE | 02012403 | 02012403 | 2 | EA | ELEC/INS | HEATER, ELECTRIC, STRIP, 240 V, 300W, BLTED, W/ 2 OFFSET BLT TERM, CHROMALOX, 129429
3110074675 | ACTIVE | 33333333 | 02012404 | 2 | EA | MECH | BEARING, EKATO, 10001317, WU: LIMESTONE
3110074444 | ACTIVE | 02012404 | 02012404 | 3 | EA | MECH | BEARING, SINGLE ROW CONRAD/SEALED, 1.9685"ID, 4.3307"OD, 1.0630"W, 13537, EKATO, 2913357, SKF, 6310-2RSJEM WU: LIMESTONE, U-1&4 CLINKER GRINDER
3110074584 | ACTIVE | 02012404 | 02012404 | 1 | EA | MECH | BEARING, CONE/CUP, 2.2500"ID, 4.1250"OD, 1.1875"W, TAP, 41281, EKATO, 0921351, LIMESTONE
3110074659 | ACTIVE | 02012404 | 02012404 | 1 | EA | MECH | BEARING, BALL, SINGLE ROW CONRAD, (2) SHIELDS, 2.5591"ID, 4.7244"OD, 0.9055"W, 14238, EKATO, 51-601-983-013, LIMESTONE
3110074592 | ACTIVE | 99999999 | 02012404 | 1 | EA | MECH | BEARING, CONE/CUP, 1.7500"ID, 4.1250"OD, 1.4375"W, TAP, 40892, EKATO, 921492, LIMESTONE
3110074568 | ACTIVE | 02012404 | 02012404 | 1 | EA | MECH | BEARING, SINGLE ROW CONRAD/(2) SHIELDS, BALL, 1.7717"ID, 3.3465"OD, 0.7480"W, 13171, EKATO CORP,51-601-983-009, LIMESTONE
3110074618 | ACTIVE | 99999999 | 02012404 | 1 | EA | MECH | BEARING, CONE/CUP, 1.2500"ID, 3.1250"OD, 1.1563"W, TAP, 40358, EKATO, 0921342, LIMESTONE
3110074311 | ACTIVE | 99999999 | 02012404 | 1 | EA | MECH | BEARING, BALL, SINGLE ROW CONRAD/OPEN, 1.3780"ID, 3.1496"OD, 0.8268"W, 12535, FAFNIR, 307K, WU:LS, BALL MILL PRDCT TANK, AGITATOR/GEAR TYPE
5307150705 | ACTIVE | 02012405 | 02012405 | 3 | EA | MECH | STUD, BODY BOUND, GENERAL ELECTRIC, U609P212L0850
5307150259 | ACTIVE | 02012405 | 02012405 | 1 | EA | MECH | STUD, GENERAL ELECTRIC COMPANY, F702A175076-16-D02
5365211613 | ACTIVE | 02012407 | 02012407 | 1 | ST | MECH | SHIM, SET, SHFT, 6, GARDNER-DENVER, 8501091, WU:G-D BLOWER MDL 7CDL, S/N 14724
4320081898 | ACTIVE | 02012408 | 02012408 | 1 | EA | MECH | CHAMBER, DISPL, 10 HOLE, MILTON ROY CO, 221-0225-201
4320082714 | ACTIVE | 02012408 | 02012408 | 1 | EA | MECH | CHAMBER, DISPL, MILTON ROY CO, 221-0222-101
4730115336 | ACTIVE | 02012409 | 02012409 | 8 | EA | MECH | COUPLING, HOSE, 3/4" BARB X 3/4" MNPT, DAYCO RUBBER PROD, 12NP12SB
4730118728 | ACTIVE | 02012409 | 02012409 | 4 | EA | MECH | COUPLING, HOSE, 1/2" BARB X 1/2" FNPT, GATES RUBBER, 8-8FP
4730109925 | ACTIVE | 02012409 | 02012409 | 3 | EA | MECH | COUPLING, HOSE, 1/2" BARB X 3/4" MNPT, STEEL, GATES RUBBER, 8-12MP
4730108711 | ACTIVE | 02012409 | 02012409 | 7 | EA | MECH | COUPLING, HOSE, 3/4" BARB X 1/2" MNPT, STEEL, GATES RUBBER CO, 12-8MP
4730102839 | ACTIVE | 02012409 | 02012409 | 4 | EA | MECH | CONNECTOR, HOSE, BARB X 1/2"MNPT, CS, GATES RUBBER CO., 8-8MP
4810119489 | ACTIVE | 02012410 | 02012410 | 3 | EA | MECH | SEAT,MECH SEAL,CERM,WORTHINGTON,P02899,WU:WORTH MDL D1012, FILTER FEED U3&4, MAKEUP STORAGE, WRS 3&4
4730105121 | ACTIVE | 02012410 | 02012410 | 7 | EA | MECH | COUPLING, HOSE, HYD, 3/8" HOSE X 1/4" MNPT, AEROQUIP CORP, 41246
4730110048 | ACTIVE | 33333333 | 02012410 | 80 | EA | MECH | COUPLING, HOSE, HYD, 1/4" HOSE X 1/4" MNPT, STEEL, DAYCO RUBBER PROD. CO, 4NP-4DM
7920000440 | ACTIVE | 02012414 | 02012414 | 19 | EA | OFF/JAN | SPONGE, CLEANING, TABLE TOP/HAND SIZE, ANY MFG, BY DESCRP
3439002522 | ACTIVE | 02012415 | 02012415 | 150 | EA | TOOL | ROD,BRAZING,ER308L/308L,3/32 IN,36 IN,HELIARC,ANY MFG,BY DESCRP,15EA = 1LB
3110074634 | ACTIVE | 33333333 | 02012416 | 1 | EA | MECH | BEARING, CONE/CUP, 7.0000"ID, 11.3750"OD, 2.5000"W, TAP, 42065.3, EKATO, 4725365, WU:LS, BALLMILL PROD TANK, FILTER FEED/EMERGENCY STORAGE
3110074626 | ACTIVE | 33333333 | 02012416 | 2 | EA | MECH | BEARING, CONE/CUP, 4.0000"ID, 8.3750"OD, 2.6250"W, TAP, 41901, EKATO, 0921541, LIMESTONE
0100000210 | ACTIVE | 02012417 | 02012417 | 10 | EA | TOOL | ABRASIVE, WHEEL, GRINDING, BULLARD ONLY NO SUB, TURBO, 4 1/2"X 1/4" X 5/8-11", 13, 300 MAX RPM, BULLARD, 14468
5315160985 | ACTIVE | 02012418 | 02012418 | 3 | EA | MECH | KEY, CENTERLINE, GENERAL ELECTRIC, 107A5163P0002
5975259085 | ACTIVE | 02012419 | 02012419 | 6 | EA | ELEC/INS | CLAMP, BEAM, CONDUIT, EDGE, 3/4", GALV CS, BLTED, STEEL CITY DIV, EC-3/4
5975259184 | ACTIVE | 02012419 | 02012419 | 9 | EA | ELEC/INS | CLAMP, BEAM, CONDUIT, PARALLEL, 3/4", MALLEABLE IR, BLTED, STEEL CITY DIV, PC-3/4
4730133263 | ACTIVE | 02012419 | 02012419 | 8 | EA | ELEC/INS | CLAMP, BEAM, CONDUIT, 1-1/2", MALLEABLE IR, W/ 5/16-18 SCREW, BLTED, APPLETON, BH-501
4730131911 | ACTIVE | 33333333 | 02012419 | 14 | EA | ELEC/INS | CLAMP, BEAM, CONDUIT, 1", MALLEABLE IR, W/ 1/4 - 20 SCREW, BLTED, APPLETON, BH-500, WU: ELECTRICAL SUPPLIES, PLANT WIDE
4240002248 | ACTIVE | 33333333 | 02012423 | 10 | BX | SAFETY | ADAPTER, RESP FLTR, THREE M CO, INDUSTRIAL EL, 502, (20EA/BX)
5310157978 | ACTIVE | 33333333 | 02012504 | 2 | EA | MECH | NUT, CHECK, DELAVAL TURBINE INC., P402AP, WU: DELAVAL TURBINE HORIZ. CENTRIFUGE PMP
5950250901 | ACTIVE | 33333333 | 02012504 | 2 | EA | ELEC/INS | TRANSFORMER, CONTROL, MTA, 230/460 PR V, 115 SEC V, 150 VA A, 60HZ, ABB POWER T&D CO., C0150A2F
5365210342 | ACTIVE | 33333333 | 02012505 | 1 | EA | MECH | RING, SPLIT, STNLESS STL, DE LAVAL TURBINE, P-598-G, WU: BOILER FEED PMP
5315158138 | ACTIVE | 33333333 | 02012505 | 4 | EA | MECH | KEY, SLEV, DE LAVAL TURBINE, GP442CN, WU:DELAVAL BOILER FEED PUMP BALL RING
5365212264 | ACTIVE | 33333333 | 02012505 | 4 | EA | MECH | RING, BACK-UP, DE LAVAL TURBINE, 329847, WU:DELAVAL HRIZL PMP MDL 7BB31310, S/N 705505, BLR FEED PMP, U-2
5360201379 | ACTIVE | 33333333 | 02012505 | 6 | EA | MECH | SPRING, DE LAVAL TURBINE INC., 226214-13Y
6110296099 | ACTIVE | 02012506 | 02012506 | 3 | EA | ELEC/INS | HEATER, OVERLOAD, GOULD INC., G30T25, WU: ITE GOULDS MCC, SIZES 1-5, UNIT 3
4810123150 | ACTIVE | 33333333 | 02012507 | 1 | EA | MECH | BUSHING, BACK SEAT, YARWAY, 937987-96, WU: YARWAY 2-1/2" GLOBE
4810124125 | ACTIVE | 99999999 | 02012507 | 1 | EA | MECH | BUSHING, BACK SEAT, YARWAY, 106623-96, WU: 1-1/2" GLOBE VALVE
5365208536 | ACTIVE | 02012508 | 02012508 | 1 | EA | MECH | SHIM, THRUST BRG, IMO DELAVAL INC., N298F, WU: BOILER FEED PUMP
5330184440 | ACTIVE | 33333333 | 02012508 | 2 | EA | MECH | GASKET, SPIRAL WOUND, VALVE, 14-1/16"ID,14-3/4"OD, ROUND, SS/FLEXICARB, NON-ASBESTOS, DE LAVAL TURBINE INC, 429067, WU:DELAVAL TURBINE 7BB 41310
4730106202 | ACTIVE | 02012508 | 02012508 | 12 | EA | MECH | CONNECTOR, HOSE, 1/8" MNPT X 1/4" HOSE END, STOCK EQUIP, V402151.B01
4730117985 | ACTIVE | 02012508 | 02012508 | 43 | EA | MECH | COUPLING, HOSE, 1/4" HOSE X 1/4" FNPT FLARE, SWIVEL, LOCK ON, BRASS, GATES RUBBER CO, 4LOC-4RFJSX
4730110642 | ACTIVE | 02012508 | 02012508 | 182 | EA | MECH | COUPLING, HOSE, 1/4" HOSE X 1/4" MNPT, LOCK ON, BRS, GATES RUBBER, 4LOC-4RMP, WU: STOCK HOSE FITTINGS
4320081492 | ACTIVE | 02012509 | 02012509 | 5 | EA | MECH | CARTRIDGE, DISCHARGE, BALL, PVC, MILTON ROY CO, 221-0123-008, WU:PMP MDL FR-132A, S/N107849-3, DRW P-102-0290-000, ALUM PUMPS, LAB
4820123729 | ACTIVE | 02012511 | 02012511 | 2 | EA | MECH | VALVE, GATE, RISING STEM, 1-1/2", FS BODY, THRD, 2000# WOG @ 100F, 800# @ 850F, NON-ASB, R-P & C VALVE, F-56
6625001034 | ACTIVE | 02012512 | 02012512 | 23 | EA | ELEC/INS | LEAD, ELECTRICAL, TEST SET, RED/BLK, PHONE X ALLIGATOR X SPADE, SMITH INC. HERMAN H, 610P
6625000739 | ACTIVE | 02012512 | 02012512 | 8 | ST | ELEC/INS | LEAD, ELECTRICAL, TEST/JUMPER, SM ALLIGATOR CLIPS, G. C. ELECTRONICS CO., 12-1650
6625000010 | ACTIVE | 02012512 | 02012512 | 40 | ST | ELEC/INS | LEAD, ELECTRICAL, TEST/JUMPER, 22", HEAVY DUTY, ALLIGATOR CLIPS, G. C. ELECTRONICS CO., 12-1655, (5 LEADS/SET)
5310153944 | ACTIVE | 02012515 | 02012515 | 104 | EA | MECH | NUT, HEX, 7/8", GR 2H , CS A194, ASTM, ANY MFG, BY DESCRP
4820127340 | ACTIVE | 02012518 | 02012518 | 2 | EA | MECH | VALVE, GLOBE, 1", Y PATTERN, FS BODY, SCKTWLD, 800 CLASS, NON-ASB, ASME/ANSI B16.34, ROCKWELL INTN'L, 848Y
4820127332 | ACTIVE | 02012518 | 02012518 | 6 | EA | MECH | VALVE, GLOBE, 3/4", FS BODY, SCKTWLD, 800 CLASS, NON-ASB, ASME/ASNI B16.34, ROCKWELL INTN'L, 848Y
0100006441 | ACTIVE | 02012521 | 02012521 | 5 | EA | MECH | FLANGE, FEED, 150MM C23, DWG# A133870, WEIR, 06029CVXA1C23, WU:LIMESTONE BALL MILL CLASSIFIER
0100006436 | ACTIVE | 02012522 | 02012522 | 4 | EA | MECH | LINER, CVX FEED CHAMBER LINER, 150MM R55 41MM INLET, DRWG# A133877, WEIR, 06035CVX41R55, WU:LIMESTONE BALL MILL CLASSIFIER
0100006438 | ACTIVE | 02012522 | 02012522 | 8 | EA | MECH | LINER, CONE, LOWER, DRWG# A119445, WARMAN, 06004C2R55, WU:LIMESTONE BALL MILL CLASSIFIER
0100006439 | ACTIVE | 02012523 | 02012523 | 8 | EA | MECH | LINER, CVX SPIGOT, 150MM Y14 35MM OPN, DRWG# A353582, WIER, X06064CVX35Y14, WU:LIMESTONE BALL MILL CLASSIFIER
0100006442 | ACTIVE | 02012523 | 02012523 | 5 | EA | MECH | CHAMBER, FEED 150MM P09, DWG# A133873, WEIR, 06032CVXP09, WU:LIMESTONE BALL MILL CLASSIFIER
0100006437 | ACTIVE | 02012524 | 02012524 | 4 | EA | MECH | LINER, CVX CONE, 150MM-C6 R55, DRWG# A132636, WEIR, 06004C-6R55, WU:LIMESTONE ALL MILL CLASSIFIER
0100006440 | ACTIVE | 02012524 | 02012524 | 3 | EA | MECH | COVER, CVX FEED CHAMBER, 150MM P09, DWRG# A133872, WEIR, 06017CVXP09, WU:LIMESTONE BALL MILL CLASSIFIER
9320000145 | ACTIVE | 33333333 | 02012603 | 2 | EA | TOOL | TAPE, WRAP/PIPE, 4", 50 FT, BLACK, POLYKEN 930-35 BLK
4540000751 | ACTIVE | 02012603 | 02012603 | 5 | RO | OFF/JAN | TAPE, ADHESIVE, HEAT, SILVER, ALUMINUM, 2", 50 YD
9320000079 | ACTIVE | 02012603 | 02012603 | 10 | EA | TOOL | TAPE, WRAP/PIPE, 2", 50 FT, BLACK, POLYKEN, 406-1065189
7510433035 | ACTIVE | 02012603 | 02012603 | 16 | EA | OFF/JAN | TAPE, LABEL, FOR LAB, 3/4", 60 YD, WHITE
5133000421 | ACTIVE | 02012604 | 02012604 | 14 | EA | TOOL | BIT, DRILL, JOBBER, #14, 3-3/8"L, HIGH SPEED STL, STRT, DYNA SYSTEMS, 801-9-1400
5133000058 | ACTIVE | 02012604 | 02012604 | 17 | EA | TOOL | BIT, DRILL, JOBBER, #7, 3-5/8"L, HIGH SPEED STL, STRT, DYNA SYSTEMS, 801-9-0700
5133000439 | ACTIVE | 02012604 | 02012604 | 6 | EA | TOOL | BIT, DRILL, JOBBER, #3, 3-3/4"L, HIGH SPEED STL, STRT, DYNA SYSTEMS, 801-9-0300
5133000454 | ACTIVE | 02012604 | 02012604 | 4 | EA | TOOL | BIT, DRILL, JOBBER, #10, 3-5/8"L, HIGH SPEED STL, STRT, DYNA SYSTEMS, 801-9-1000
5133000363 | ACTIVE | 02012604 | 02012604 | 12 | EA | TOOL | BIT, DRILL, JOBBER, #16, 3-3/8"L, HIGH SPEED STL, STRT, DYNA SYSTEMS, 801-9-1600
5133000132 | ACTIVE | 02012604 | 02012604 | 8 | EA | TOOL | BIT, DRILL, JOBBER, #21, 3-1/4"L, HIGH SPEED STL, STRT, DYNA SYSTEMS, 801-9-2100
5133000520 | ACTIVE | 02012604 | 02012604 | 8 | EA | TOOL | BIT, DRILL, JOBBER, #33, 2-5/8"L, HIGH SPEED STL, STRT, DYNA SYSTEMS, 801-9-3300
5133000165 | ACTIVE | 02012604 | 02012604 | 16 | EA | TOOL | BIT, DRILL, JOBBER, #25, 3"L, HIGH SPEED STL, STRT, DYNA SYSTEMS, 801-9-2500
5133000199 | ACTIVE | 02012604 | 02012604 | 11 | EA | TOOL | BIT, DRILL, JOBBER, #29, 2-7/8"L, HIGH SPEED STL, STRT, DYNA SYSTEMS, 801-9-2900
5133000561 | ACTIVE | 02012604 | 02012604 | 6 | EA | TOOL | BIT, DRILL, JOBBER, #36, 2-1/2"L, HIGH SPEED STL, STRT, DYNA SYSTEMS, 801-9-3600
5133000249 | ACTIVE | 02012605 | 02012605 | 3 | EA | TOOL | BIT, DRILL, 31/32", 6"L, HIGH SPEED STL, 1/2", DYNA SYSTEMS, 801-2-6600
5133000801 | ACTIVE | 02012605 | 02012605 | 3 | EA | TOOL | BIT, DRILL, 29/32", 6"L, HIGH SPEED STL, 1/2"STRT, DYNA SYS, 801-2-6500
5133000314 | ACTIVE | 02012605 | 02012605 | 3 | EA | TOOL | BIT, DRILL, 27/32", 6"L, HIGH SPEED STL, 1/2"FLATTED RND, DYNA SYST, 801-2-6300
5133000892 | ACTIVE | 02012605 | 02012605 | 8 | EA | TOOL | BIT, DRILL, 7/8", 6"L, HIGH SPEED STL, 1/2"STRT, DYNA SYSTEMS, 801-2-3500
5133000850 | ACTIVE | 02012605 | 02012605 | 4 | EA | TOOL | BIT, DRILL, 25/32", 6"L, HIGH SPEED STL, 1/2"STRT, DYNA SYSTEMS, 801-2-6200
5133000330 | ACTIVE | 02012605 | 02012605 | 4 | EA | TOOL | BIT, DRILL, 23/32", 6"L, HIGH SPEED STL, 1/2"STRT, DYNA SYSTEMS, 801-2-8400
5133000819 | ACTIVE | 02012605 | 02012605 | 8 | EA | TOOL | BIT, DRILL, 3/4", 6"L, HIGH SPEED STL, 1/2"STRT, DYNA SYSTEMS, 801-2-3300
5133000793 | ACTIVE | 02012605 | 02012605 | 4 | EA | TOOL | BIT, DRILL, 21/32", 6"L, HIGH SPEED STL, 1/2"STRT, DYNA SYSTEMS, 801-2-7900
5133000629 | ACTIVE | 02012605 | 02012605 | 16 | EA | TOOL | BIT, DRILL, 5/8", 6"L, HIGH SPEED STL, 1/2"STRT, DYNA SYSTEMS, 801-2-3100
5133000587 | ACTIVE | 02012605 | 02012605 | 7 | EA | TOOL | BIT, DRILL, 9/16", 6"L, HIGH SPEED STL, 1/2"FLATTED RND, DYNA SYSTEMS, 801-2-3000
5975262816 | ACTIVE | 33333333 | 02012606 | 1 | EA | ELEC/INS | BOX, ELECTRICAL, DEVICE, 3/4", AL, 2 GANG, TOP HUB/BTM HUB, KILLARK, 2FSC-2
5975268185 | ACTIVE | 02012606 | 02012606 | 1 | EA | ELEC/INS | BOX, ELECTRICAL, DEVICE, 3/4", 2 GANG, END HUB, CROUSE HINDS CO., FD-22
5975260943 | ACTIVE | 02012606 | 02012606 | 3 | EA | ELEC/INS | BOX, ELECTRICAL, DEVICE, 3/4" CAST ALUM, 1 GANG, 1 END HUB, APPLETON, FS-1-75A
5330187617 | ACTIVE | 02012607 | 02012607 | 2 | ST | MECH | PACKING, VEE, 1-1/8"ID, VIRGIN PLAST TEFLON, NON-ASB, VALTEK INC, 020752-925-000
4810123226 | ACTIVE | 02012607 | 02012607 | 2 | EA | MECH | GUIDE, UPPER, CONTROL, 3", BRONZE, PNM MACHINE SHOP, SJS-M487,FLOWSERVE FCD CORP, 001107-433-000
5920231999 | ACTIVE | 02012608 | 02012608 | 1 | EA | ELEC/INS | FUSE, 440/600 V, 50 A, D15, GOULD INC. ELECTRIC FUSE, D15A050
5920232005 | ACTIVE | 02012608 | 02012608 | 1 | EA | ELEC/INS | FUSE, 440/600 V, 100 A, D15, GOULD INC., D15AB100, HIGH FAULT CIRCUIT POWER
4820125484 | ACTIVE | 02012609 | 02012609 | 2 | EA | MECH | CARTRIDGE, ASSY/BALL CHECK, FS, MILTON ROY CO, 221-0263-002
4320081310 | ACTIVE | 02012609 | 02012609 | 1 | EA | MECH | CARTRIDGE, SUCTION, ASSEMBLYS, PVC, MILTON ROY CO, 221-0154-028, WU: PMP MDL FR-165-96, S/N125557-12, CHEM FEED PUMP
4320085055 | ACTIVE | 02012609 | 02012609 | 1 | EA | MECH | CARTRIDGE, SUCTION, ASSEMBLY, 7/8"W, 1-7/16"L, 316 SS, MILTON ROY CO, 221-0154-016, WU:M-R PMP MDL FR161-96&FR165-96 , CAUSTIC PMP A&B, RCC 2&3
4320085063 | ACTIVE | 02012609 | 02012609 | 1 | EA | MECH | CARTRIDGE, ASSEMBLY/PUMP, 316 SS, MILTON ROY CO, 54345 , WU: M-R PUMP MODEL FR161-96, FRAME
4320082110 | ACTIVE | 02012610 | 02012610 | 2 | EA | MECH | BALL, CHECK/PUMP, MILTON ROY CO, 407-0014-303, WU:MILROY ACID PMP MDL ADMR 1-711-7OR, S/N 125557-9 & 10
4710098205 | ACTIVE | 02012610 | 02012610 | 1 | EA | MECH | HOSE, FLEXIBLE/METAL, 1/2", 53"L, STNLESS STL, 150 LB, MNPT X FEM UNION, ANY MFG, BY DESCRP
4810125882 | ACTIVE | 99999999 | 02012610 | 1 | EA | MECH | VALVE, CHECK, BALL, NON-ASB, MILTON ROY CO, 407-0014-110
5330202648 | ACTIVE | 02012612 | 02012612 | 12 | LB | MECH | PACKING, BULK, WIRE REINFORCED, 3/8"THK, NON-ASB, GARLOCK 127AFP, A.W.CHESTERTON CO., 1800 #4775
6105288317 | ACTIVE | 02012614 | 02012614 | 1 | EA | MECH | ROTOR, MECH SEAL, 316 SS, WORTHINGTON, PO2878;CCN# 28518819 WORTHINGTON MDL D1012, SIZE 3X2X8, S/N Y670153/A&B, 316SS, DEMINERALIZER FEED, U-3&4
4810121717 | ACTIVE | 02012615 | 02012615 | 1 | EA | ELEC/INS | VALVE, SOLENOID, 3-WAY/NC, 3/8", BRS BODY, FNPT, 250 PSI, 120 V, 28 W, 1/4" ORIFICE, 60 HZ, NON-ASB, ASCO, 8300D9F
4810124414 | ACTIVE | 02012615 | 02012615 | 1 | EA | ELEC/INS | VALVE, SOLENOID, 2-WAY/NC, 3/8", BRS BDY, FPT, 300 PSI, 110/120/300 V, 16.7 W, 5/8"ORFC, 50/60 HZ, NON-ASB ASCO, EF8210G6, WU:BAILEY18" SRGE PMP
4810121535 | ACTIVE | 02012615 | 02012615 | 1 | EA | ELEC/INS | VALVE, SOLENOID, 3-WAY, 1/4", BRS BODY, FNPT, 115 PSI, 125 DC V, 17.4 W, 3/32" ORIFICE, NON-ASB, ASCO, HC8320G184
4810121477 | ACTIVE | 02012615 | 02012615 | 1 | EA | ELEC/INS | VALVE, SOLENOID, 3-WAY, 1/4", BRS BODY, FNPT, 50 PSI, 110/120 V, 16.7 W, 1/8" ORIFICE, 50/60 HZ, NON-ASB, ASCO, 8320G176
4810121469 | ACTIVE | 02012615 | 02012615 | 2 | EA | ELEC/INS | VALVE, SOLENOID, 3-WAY, 1/4", BRS BODY, FNPT, 20 PSI, 110/120 V, 10.5 AC/11.2 DC W, 11/64" ORIFICE, 50/60 HZ, NON-ASB, ASCO, 8320A178
0100006443 | ACTIVE | 02012620 | 02012620 | 3 | EA | MECH | CONE, HOUSING, 150MM, C6, E02, DRWG# A132635, BOYER AND SEELEY INC, 06015C-6E02, WU:LIMESTONE BALL MILL CLASSIFIER
5975264945 | ACTIVE | 02012621 | 02012621 | 100 | EA | ELEC/INS | CLAMP, CONDUIT, RIGID, STRAP, 2", STL, B-LINE SYSTEMS, INC., 2013, WU: ELECTRICAL SUPPLIES,(2 STRAPS+1 BOLT+ 1NUT = 1 EA)
5975264952 | ACTIVE | 02012621 | 02012621 | 46 | EA | ELEC/INS | CLAMP, CONDUIT, RIGID, STRAP, 1-1/4", STL, ANY MFG, BY DESCRP, WU: ELECTRICAL SUPPLIES
5975264978 | ACTIVE | 02012621 | 02012621 | 55 | EA | ELEC/INS | CLAMP, CONDUIT, RIGID, STRP, 1-1/2", STL, B-LINE SYSTEMS, INC., 2012, WU: ELECTRICAL SUPPLIES,(2 STRAPS +1 BOLT + 1 NUT= 1 EA)
5330219378 | ACTIVE | 33333333 | 02012622 | 1 | ST | MECH | RING, BALANCE, KIT, IMPELLER, MATL: AL BRZ, 7 RINGS/SET, PNM MACHINE SHOP, SJS-M590, JOHNSTON PUMP COMPANY, 6468, WU: U-3&4
8415000481 | ACTIVE | 02012624 | 02012624 | 8 | PR | SAFETY | GLOVES, SAFETY, MED, HEAVY DUTY, VINYL-KNIT LINED, EDMONT-WILSON, 212511
4810123739 | ACTIVE | 99999999 | 02012702 | 1 | EA | MECH | SEAT,CHECK,3/16"ID,1/2"OD,7/8"THK,SS,MILTON ROY CO,224-0024-028
9510000830 | ACTIVE | 02012703 | 02012703 | 5 | EA | STRUC | ROD,DRILL,7/8 IN,36 IN,OIL HARD,ANY MFG, BY DESCRP
5310155857 | ACTIVE | 02012709 | 02012709 | 173 | EA | MECH | WASHER, REDUCING, CUPPED, 1 /2" X, 3/4", APPLETON ELECT. BY DESCRP
5310154637 | ACTIVE | 02012709 | 02012709 | 41 | EA | MECH | WASHER, REDUCING, 1/2" X 1", APPLETON ELECT. BY DESCRP
0100006443 | ACTIVE | 02012620 | 02012720 | 2 | EA | MECH | CONE, HOUSING, 150MM, C6, E02, DRWG# A132635, BOYER AND SEELEY INC, 06015C-6E02, WU:LIMESTONE BALL MILL CLASSIFIER
5305150855 | ACTIVE | 99999999 | 02012805 | 15 | EA | MECH | SCREW, CAP, 3/4" X 1-1/2", SCKT/FLAT, ALLOY STL
5305149733 | ACTIVE | 02012805 | 02012805 | 90 | EA | MECH | SCREW, CAP, 3/4" X 2", SCKT/FLAT, ALLOY STL
5305150459 | ACTIVE | 02012805 | 02012805 | 20 | EA | MECH | SCREW, CAP, 5/8" X 2", SCKT/FLAT, ALLOY STL
5305154758 | ACTIVE | 02012805 | 02012805 | 43 | EA | MECH | SCREW, CAP, 1/2" X 2-1/2", SOCKET/FLAT HEAD, 13 TPI
0100002033 | ACTIVE | 33333333 | 02012807 | 1 | EA | ELEC/INS | BOARD, MULTI I/O, TELEDYNE MONITOR, 1803-0500-04, CEMS MASS FLOW METER
0100002035 | ACTIVE | 99999999 | 02012807 | 1 | EA | ELEC/INS | DISPLAY, LCD REMOTE, TELEDYNE MONITOR, 1803-1400-02, CEMS MASS FLOW METER
0100002039 | ACTIVE | 33333333 | 02012807 | 1 | EA | ELEC/INS | BOARD, BUFFER PC 20KHZ, TELEDYNE MONITOR, 1906-0100-02, CEMS MASS FLOW METER
0100002032 | ACTIVE | 99999999 | 02012807 | 3 | EA | ELEC/INS | SWITCH, FLOW, PURGE FAIL SUBASSY, TELEDYNE MONITOR, 1001-0700-03, WU:CEMS MASS FLOW METER
0100002030 | ACTIVE | 02012807 | 02012807 | 2 | EA | ELEC/INS | CONNECTOR, CABLE, COAX, BNC, CEMS MASS FLOW METER (2EA/PK), RG 180, TELEDYNE MONITOR, 526512
0100002027 | ACTIVE | 99999999 | 02012807 | 5 | EA | ELEC/INS | FUSE, ONE-TIME, POWER SUPPLY BOARD IN ERP, TELEDYNE MONITOR LABS, 527438, CEMS MASS FLOW (5EA/BX)
0100002028 | ACTIVE | 99999999 | 02012807 | 10 | EA | ELEC/INS | FUSE, ONE-TIME, POWER SUPPLY IN TIE, TELEDYNE MONITOR, 527441, CEMS MASS FLOW (5 EA/BX)
4820119420 | ACTIVE | 02012809 | 02012809 | 1 | EA | MECH | VALVE, CHECK, ASSY/COLUMN, 3-1/2" MNPT, ALLOY 20 BODY, 190 PSI, NON-ASB, MILTON ROY CO, 221-0064-003
4330078611 | ACTIVE | 02012809 | 02012809 | 2 | EA | MECH | VALVE, CHECK, ASSY, 316 SS, 5/8" BALLS, 1"-11-1/2" NPT, MILTON ROY, 221-0206-002, WU:M-R PUMPS, MDL A DEMIN U-3, DISC DIAPHRAGM, OXYDATION FEED
4820124792 | ACTIVE | 02012809 | 02012809 | 1 | EA | MECH | VALVE, CHECK, KIT, NON-ASB, (1)CRTG ASSY, (1)BODY, (1)SEAT, MILTON ROY CO, 221-0264-102
4810130700 | ACTIVE | 33333333 | 02012809 | 1 | EA | MECH | VALVE, CHECK, COLUMN, 1/2", 316SS BODY, NON-ASB, MILTON ROY CO, 221-0264-002, WU:M-R MDL DMR1-24-59SM, PHOSPHONATE PMP 1, RO; HYDRAZINE PMP
5330183921 | ACTIVE | 33333333 | 02012812 | 5 | EA | MECH | O-RING, 425, 4-1/2"ID X 1/4, VITON, NATIONAL OIL SEAL, BY DESCRP
0100005161 | ACTIVE | 02012819 | 02012819 | 2 | EA | MECH | ELEMENT, COUPLING, KAMAN, REXINORD E40, WU:U3&4 FLY ASH BLOWERS
4730117852 | ACTIVE | 02012820 | 02012820 | 2 | EA | MECH | UNION, PIPE, WITH BLANK ORIFICE, 3/4" NPS, SA105, THDED NPT, 3000 LB, ANY MFG, BY DESCRP
4730103084 | ACTIVE | 02012820 | 02012820 | 1 | EA | MECH | UNION, PIPE, WITH BLANK ORIFICE, 1/4" NPS, SA105, THDED NPT, 3000 LB, ANY MFG, BY DESCRP
4730114859 | ACTIVE | 02012820 | 02012820 | 17 | EA | MECH | UNION, PIPE, WITH BLANK ORIFICE, 1/2" NPS, SA105, THDED NPT, 3000 LB, ANY MFG, BY DESCRP
5925231416 | ACTIVE | 02012906 | 02012906 | 4 | EA | ELEC/INS | BREAKER, CIRCUIT, TRIPPING, 120/240 VAC, 30 A, 2 POLE, BA FRAME, ABB POWER T&D CO., BAB2030
5925232182 | ACTIVE | 02012906 | 02012906 | 1 | EA | ELEC/INS | BREAKER, CIRCUIT, 30 A, 1POLE, QOB FRAME, RICHARD D SNIDER, BPO6A 315A
5925230426 | ACTIVE | 02012906 | 02012906 | 2 | EA | ELEC/INS | BREAKER, CIRCUIT, 50 A, QO FRAME, SQUARE D. COMPANY, QO250
5925230145 | ACTIVE | 02012906 | 02012906 | 2 | EA | ELEC/INS | BREAKER, CIRCUIT, REMOTE CNTRLLED, 120/240 V, 30 A, 2 POLE, QO FRAME, 50/60 HZ, 30, SNAP IN, SQUARE D. COMPANY, QO-230
5925232323 | ACTIVE | 02012906 | 02012906 | 5 | EA | ELEC/INS | BREAKER, CIRCUIT, REMOTE CNTRLLER, 120/240 V, 20 A, 1POLE, 1PH, QOB FRAME, 60HZ, 10K, TERM SCR, SQUARE D. CO., QOB120
5925230749 | ACTIVE | 02012906 | 02012906 | 10 | EA | ELEC/INS | BREAKER, CIRCUIT, 120/240 V, 15 A, TERM SCR, SQUARE D, Q0115
0100006264 | ACTIVE | 02012907 | 02012907 | 2 | EA | ELEC/INS | CHANNEL, 4 MODBUS, FBM224, INVENSYS SYSTEM INC, P0922GG, WU:ALL UNITS DCS SYSTEM
0100002863 | ACTIVE | 33333333 | 02012907 | 1 | EA | MECH | HOUSING, FILTER, 1/2" ANPT PORTS, COALESING, BALSTON, 45G, WU:CEM U1,2,3,4
0100006219 | ACTIVE | 02012907 | 02012907 | 1 | EA | ELEC/INS | RELAY, CONTROL, MASTER, TYPE P, 115-120 V, 60 HZ, 110 V, 50 HZ, CONTROL COMPONENTS, UCC, 42183-1, WU:U1 ECONOMIZER ASH SYS
0100002864 | ACTIVE | 02012907 | 02012907 | 1 | ST | MECH | SEAL, SET, VITON, BALSTON INC, 22943, WU:CEM U-1,2,3,4 (SET = 2 O-RINGS, 1 GASKET, 2 MOLDED GASKETS)
0100002866 | ACTIVE | 02012907 | 02012907 | 2 | EA | ELEC/INS | SWITCH, PRESSURE, 10-100 PSI, UNITED ELECTRIC, J54-25-9644, WU: CEM U-1,2,3,4
0100002862 | ACTIVE | 02012907 | 02012907 | 2 | EA | ELEC/INS | RELAY, CONTROL, SOLID STATE, 100 VAC, 24-300 AC V, 25 AMP OUT, OMEGA ENTERPRISES, SSRL240AC25, WU: CEM U-1, 2, 3, 4
0100006221 | ACTIVE | 02012907 | 02012907 | 1 | EA | ELEC/INS | RELAY, CONTROL COMPONENTS, UCC, 42664-1, WU:U1 ECONOMIZER ASH SYS
5940238016 | ACTIVE | 02012910 | 02012910 | 16 | EA | ELEC/INS | LUG, COMPRESSION, 3/8", 1 HOLE, 3/0 AWG, CU, ORANGE, SHORT, 600 V, THOMAS & BETTS, 54111
5940238263 | ACTIVE | 33333333 | 02012910 | 1 | EA | ELEC/INS | LUG, COMPRESSION, 3/8", 1 HOLE, 1/0 AWG, CU, PINK, SHORT, 600 V,T HOMAS & BETTS, 54109
5940238669 | ACTIVE | 02012910 | 02012910 | 3 | EA | ELEC/INS | LUG, COMPRESSION, 3/8", 1 HOLE, 2/0 AWG, CU, BLK, SHORT, 600 V, THOMAS & BETTS, 54110
5940238057 | ACTIVE | 02012910 | 02012910 | 18 | EA | ELEC/INS | SPLICE,CABLE,BUTT/SHORT BBL,600 V,500 KCMIL,CU,COMP,BRN,THOMAS & BETTS COMPANY,54518
0100006683 | ACTIVE | 02012910 | 02012910 | 37 | EA | MECH | LUG, MECHANICAL, 1HCOP CRIMP, PENN-UNION CORP, BBLU1/OS2, PKGD 10 EACH/BOX, WU: U-1 & 4 COOLING TOWER FANS
5940239238 | ACTIVE | 02012910 | 02012910 | 5 | EA | ELEC/INS | SPLICE,CABLE,BUTT/SHORT BBL,600 V,#6 AWG,CU,COMP,BLU,THOMAS & BETTS,54505
5940238529 | ACTIVE | 02012910 | 02012910 | 18 | EA | ELEC/INS | SPLICE,CABLE,BUTT/SHORT BBL,600 V,250 KCMIL,CU,COMP,YEL,THOMAS & BETTS COMPANY,54513
5940238032 | ACTIVE | 02012910 | 02012910 | 10 | EA | ELEC/INS | SPLICE,CABLE,BUTT/SHORT BBL,600 V,3/0-4/0 AWG,CU,COMP,PURPLE,THOMAS & BETTS COMPANY,54512
5940239501 | ACTIVE | 02012910 | 02012910 | 10 | EA | ELEC/INS | SPLICE,CABLE,BUTT/SHORT BBL,600 V,1/0 AWG / #1 WELD AWG,CU,COMP,PINK,THOMAS & BETTS COMPANY,54509
5940238065 | ACTIVE | 02012910 | 02012910 | 17 | EA | ELEC/INS | CONNECTOR, WIRE, 2-WAY SPLICE, CU, #1-#2 AWG, GREEN, SHORT BRL, 600 V, THOMAS & BETTS CO., 54508
5940238636 | ACTIVE | 99999999 | 02012910 | 5 | EA | ELEC/INS | CONNECTOR, WIRE, 2- WAY SPLICE, #4 AWG, GRAY, SHORT BARREL, 1.00"LX 0.37"DIA, THOMAS & BETTS, 54506
5365215150 | ACTIVE | 99999999 | 02012911 | 1 | EA | MECH | RING, OEM, GENERAL ELECTRIC COMPANY, 101A491AC-1-22-C02, WU: U-3&4 BFP TURBINES
5365215135 | ACTIVE | 33333333 | 02012911 | 2 | EA | MECH | RING, OEM, GENERAL ELECTRIC COMPANY, 9475216AA-18-14-C01, WU: U-3&4 BFP TURBINES
4930000080 | ACTIVE | 02012912 | 02012912 | 1 | EA | MECH | PUMP, STANDARD COMPLETE, 5/16"DIA, GRACO, 562950, WU:C-P SOOTBLOWER COMPRES, MANZEL LUBRICATOR MDL 25D511F9L
6680339428 | ACTIVE | 02012912 | 02012912 | 1 | EA | MECH | GLASS, SIGHT, FEED, 3"L, MANZEL, 438-028-080
4810116543 | ACTIVE | 02012912 | 02012912 | 11 | EA | MECH | BALL, VALVE, OUTLET, 3/8"DIA, MANZEL, 401-010-090, WU: SOOTBLOWER COMPRESSOR
0100000971 | ACTIVE | 99999999 | 02012916 | 7 | ST | MECH | PACKING, PREFORMED, 1/2"ID X 3/4"OD X 5/16"W (5 PCS=1 SET), NON-ASB, VLV 5600 SERIES, YARWAY, 956920-01
0100000970 | ACTIVE | 99999999 | 02012916 | 4 | ST | MECH | PACKING, PREFORMED, 5/8"ID X 1-1/4"OD X 5/16"W, (3 PCS=1 SET) 5600 SERIES 1" VLV, YARWAY, 965920-02
5330173062 | ACTIVE | 33333333 | 02012917 | 1 | AS | MECH | SEAL, ASSY/PUMP, ALLIS CHALMERS, 16-242-085-507, WU:A-C VAC PUMP, 2717ES, S/N 4010-18992-1234 & S/N 4010-18993-1234, U3
3110072919 | ACTIVE | 99999999 | 02012921 | 2 | EA | MECH | BEARING, SINGLE ROW CONRAD/OPEN, 1.9685"ID, 4.3307"OD, 1.0630"W, NTN BEARING/OF USA, 6310C3, WU: DURIRON MARK III GROUP II PMP
5305150624 | ACTIVE | 99999999 | 02013001 | 10 | EA | MECH | SCREW, CAP, 5/16" X 3", SCKT/RND, ALLOY STL
5305150558 | ACTIVE | 99999999 | 02013001 | 57 | EA | MECH | SCREW, CAP, 5/16" X 1", SCKT/RND, ALLOY STL
5305150970 | ACTIVE | 99999999 | 02013001 | 107 | EA | MECH | SCREW, CAP, 5/16" X 1-1/2", SCKT/RND, ALLOY STL
5305150566 | ACTIVE | 02013001 | 02013001 | 24 | EA | MECH | SCREW, CAP, 5/16" X 1-1/4", SCKT/RND, ALLOY STL
5305150657 | ACTIVE | 99999999 | 02013001 | 12 | EA | MECH | SCREW, CAP, 5/16" X 2-1/4", SCKT/RND, ALLOY STL
5305150541 | ACTIVE | 99999999 | 02013001 | 16 | EA | MECH | SCREW, CAP, 5/16" X 3/4", SCKT/RND, ALLOY STL
5305155185 | ACTIVE | 02013002 | 02013002 | 40 | EA | MECH | SCREW, CAP, 1/2" X 3-1/2", SCKT/RND, 13 TPI
5305153933 | ACTIVE | 02013002 | 02013002 | 11 | EA | MECH | SCREW, CAP, 1/2" X 2", SCKT/RND, CS, 13 TPI, GRD 8
5305154147 | ACTIVE | 02013002 | 02013002 | 50 | EA | MECH | SCREW, CAP, 1/2" X 1-1/2", SCKT/RND, CS, 13 TPI, GRD 8
5305154055 | ACTIVE | 02013002 | 02013002 | 17 | EA | MECH | SCREW, CAP, 1/2" X 2", SCKT/RND, 13 TPI
5305149204 | ACTIVE | 02013002 | 02013002 | 9 | EA | MECH | SCREW, CAP, 1/2" X 1", SCKT/RND, ALLOY STL
5305154048 | ACTIVE | 02013002 | 02013002 | 66 | EA | MECH | SCREW, CAP, 3/8" X 1-1/2", SCKT/RND, 16 TPI
5305154022 | ACTIVE | 02013002 | 02013002 | 100 | EA | MECH | SCREW, CAP, 3/8" X 3/4", SCKT/RND, 16 TPI
5305146929 | ACTIVE | 02013002 | 02013002 | 88 | EA | MECH | SCREW, CAP, 3/8" X 2", SCKT/RND, 16 TPI
5305154030 | ACTIVE | 02013002 | 02013002 | 60 | EA | MECH | SCREW, CAP, 3/8" X 1-1/4", SCKT/RND, 16 TPI
5305148933 | ACTIVE | 02013004 | 02013004 | 26 | EA | MECH | SCREW, CAP, 3/4" X 1-3/4", SCKT/RND, 316 SS, 10 TPI
5305152984 | ACTIVE | 02013004 | 02013004 | 15 | EA | MECH | SCREW, CAP, 3/4" X 2-1/2", SCKT/RND, CS, 10 TPI, GRD 8
5305154071 | ACTIVE | 02013004 | 02013004 | 115 | EA | MECH | SCREW, CAP, 5/8" X 2", SCKT/RND, 11 TPI
5305151960 | ACTIVE | 02013004 | 02013004 | 61 | EA | MECH | SCREW, CAP, 5/8" X 1-1/4", SCKT, CS, 11 TPI, GRD 5
5930235667 | ACTIVE | 02013005 | 02013005 | 3 | EA | ELEC/INS | SWITCH, PRESSURE, OEM, IMO INDUSTRIES INC., D2T-H18SS
5925231614 | ACTIVE | 99999999 | 02013006 | 1 | EA | ELEC/INS | BREAKER, MECHANICAL, UV DEVICE, OEM, GENERAL ELECTRIC CO, 568B309G3
5945246782 | ACTIVE | 99999999 | 02013006 | 1 | EA | ELEC/INS | RELAY, 28 DC V, 125 DC V, 1 NO 1 NC ,8 PIN PLG, W/ANTIPUMP, GENERAL ELECTRIC CO, 192A9771P2
4720001462 | ACTIVE | 02013007 | 02013007 | 11 | AS | MECH | HOSE, ASSY/HYD, 1/4", 18"L, 2750 PSI, DAYCO RUBBER PRODUCTS, 4MX, (CONSIST OF (18") 4CH REEL, (2) 4-4MP, (2) 4PCIFA, (1) 4FP-4FPX)
4720001371 | ACTIVE | 02013007 | 02013007 | 4 | AS | MECH | HOSE, ASSY, 1/4", 12"L, 250 PSI, FNPT X MNPT, DAYCO RUBBER PRODUCTS CO, 4MX, (CONSIST OF (1') 4LOLA PLUS, (2) 4LOC-4RMP, (1) 4FP-4FPX
5330186544 | ACTIVE | 02013009 | 02013009 | 2 | EA | MECH | GASKET, SUCTION COVER TO CASING, NON-ASBESTOS, GOULDS PUMPS INC., 68335-55
5330200006 | ACTIVE | 99999999 | 02013009 | 1 | EA | MECH | GASKET, BEARING FRAME/ADAPTER, NON-ASBESTOS, GOULDS PUMPS INC., 73078-5130-0001
0100000013 | ACTIVE | 02013018 | 02013018 | 1 | EA | MECH | SWIVEL, AIRFLEX ROTORSEAL ASSY, 1-1/4" RH, EATON AIRFLEX, EA145489AA, WU:LIMESTONE/BALL MILL CLUTCH
5975264960 | ACTIVE | 33333333 | 02013018 | 10 | EA | ELEC/INS | CLAMP, CONDUIT, EMT, STRAP, 1", STL, B-LINE SYSTEMS, INC., 2010, WU: ELECTRICAL SUPPLIES
5975261925 | ACTIVE | 33333333 | 02013018 | 10 | EA | ELEC/INS | CLAMP, CONDUIT, EMT, STRP, 1/2", B-LINE SYSTEMS, B2208, WU: THIN WALL CONDUIT (EMT) 1/2" Q 706 0
5975257824 | ACTIVE | 33333333 | 02013018 | 18 | EA | ELEC/INS | CLAMP, CONDUIT, EMT, STRAP, 3/4", ELECTRO-GALV STL, SUPER STRUT INC., 700-3/4, WU: THIN WALL CONDUIT (EMT)
0100002212 | ACTIVE | 02013019 | 02013019 | 8 | EA | MECH | CLAMP,LOCKING FLANGE,4",W/BOLTS,UCC,1701-2259
0100005695 | ACTIVE | 02013019 | 02013019 | 4 | EA | MECH | CLAMP,LOCKING 6",FLANGE W/BOLT & NUTS,UCC,1701-2258,WU:ALL UNITS NUVA FEEDERS
4730119528 | ACTIVE | 02013019 | 02013019 | 9 | EA | MECH | CLAMP,PIPE, FLANGE HALF,6" X 2" X 1",UCC,170214,WU:UCC ASH HANDLING SYSTEM
0100004493 | ACTIVE | 02013024 | 02013024 | 10 | EA | MECH | MUFFLER, 2" MNPT, HENDERSON ENGINEERING, 490-819-000, WU: ALL UNITS BAGHOUSE AIR DRYERS (M1-M5)
5330172023 | ACTIVE | 02013101 | 02013101 | 1 | EA | MECH | GASKET, FULL FACE, 8", 1/8"THICK, 150#, NEOPRENE, NON-ASBESTOS,THE ANCHOR PACKING CO, BY DESCRP
5330184853 | ACTIVE | 02013101 | 02013101 | 5 | EA | MECH | GASKET, RAISED FACE, 8", 1/8"THK, 150#, NEOPRENE, NON-ASBESTOS, THE ANCHOR PACKING CO, BY DESCRP
5330204933 | ACTIVE | 02013109 | 02013109 | 4 | EA | MECH | O-RING, 1/2"ID X 3/32", BUNA-N, UCC, 40636-10, WU:CM BAILEY 18 435-P VALVE;RKL 14ATOP ACTUATOR,18"SURGE 2 PUMP CONTRO
5330186726 | ACTIVE | 02013115 | 02013115 | 1 | EA | MECH | GASKET, HEAD, NON-ASBESTOS, DUNHAM-BUSH INC, B2-1641
5310162168 | ACTIVE | 99999999 | 02013115 | 140 | EA | MECH | WASHER, LOCK, 1/2"ID, 3/4"OD, WU: REBUILD PULV WHEELS U-3&4
5310157044 | ACTIVE | 99999999 | 02013115 | 20 | EA | MECH | WASHER, LOCK, 1-3/8", ZINC CHROMATE PLATED, ANY MFG, BY DESCRP
5310160360 | ACTIVE | 99999999 | 02013115 | 150 | EA | MECH | WASHER, LOCK, STARS ARE EXTERNAL, 5/16", 410 SS, ANY MFG, BY DESCRP
5975259028 | ACTIVE | 33333333 | 02013116 | 8 | EA | ELEC/INS | CONNECTOR, FLEX CONDUIT, LIQUIDTITE, 2" MNPT, INSUL, (DO NOT SUBSTITUTE), THOMAS & BETTS CO., 5337
5975261602 | ACTIVE | 33333333 | 02013116 | 2 | EA | ELEC/INS | CONNECTOR, FLEX CONDUIT, 90 DEG, LIQUIDTITE, 1-1/2"MNPT, STL (DO NOT SUBSTITUTE), THOMAS & BETTS, 5256
5330228700 | ACTIVE | 02013119 | 02013119 | 1 | EA | MECH | SEAL, ASSEMBLY, SINGLE CARTRIDGE, 2.25" ID, DRAWING GA-256460-1, INTERMEDIATE, JOHN CRANE, 5860, WU: WARMAN PUMP MDL CAH 3/2, LIMESTONE SLURRY
5330228759 | ACTIVE | 02013119 | 02013119 | 2 | EA | MECH | SEAL, INTERMEDIATE, 1DZAZ, BORG WARNER, A2R15370-01, WU:WARMAN PUMP MDL BAH 1.5/1, S J LIMESTONE
4730107127 | ACTIVE | 02013203 | 02013203 | 1 | EA | MECH | CROSS, PIPE, 316SS, SA182F316, 1-1/2" NPS, 3000 LB, THDED, ANY MFG, BY DESCRP
5330224907 | ACTIVE | 99999999 | 02013205 | 2 | EA | MECH | SCREW, SET, #10-24 X 3/8", HEX/SCKT, SS, HALF DOG PT
5305144767 | ACTIVE | 99999999 | 02013205 | 12 | EA | MECH | SCREW, SET, #10-24 X 1/2", HEX/SCKT, 316 SS
5305145897 | ACTIVE | 02013205 | 02013205 | 12 | EA | MECH | SCREW, SET, 3/8"DIA, 1/2"L, 16 TPI, 316 SS, SCKT, ANY MFG, BY DESCRP
5305147778 | ACTIVE | 99999999 | 02013205 | 41 | EA | MECH | SCREW, SET, #10-24 X 1/4", HEX/SCKT, 316 SS
5305147257 | ACTIVE | 02013205 | 02013205 | 195 | EA | MECH | SCREW, SET, #6-32 X 1/2", HEX/SCKT, 316 SS
5305143546 | ACTIVE | 99999999 | 02013205 | 47 | EA | MECH | SCREW, SET, #10-24 X 3/8", SCKT, 316 SS
5305146895 | ACTIVE | 99999999 | 02013205 | 46 | EA | MECH | SCREW, SET, #4-40 X 1/8", HEX/SCKT, 316 SS
5305148107 | ACTIVE | 02013205 | 02013205 | 66 | EA | MECH | SCREW, SET, #10-32 X 1/4", HEX/SCKT, 316 SS
5305145608 | ACTIVE | 99999999 | 02013205 | 87 | EA | MECH | SCREW, SET, #5-40 X 3/16", HEX/SCKT, 316 SS
5305145558 | ACTIVE | 99999999 | 02013205 | 6 | EA | MECH | SCREW, SET, #8-32 X 1/4", HEX/SCKT, 316 SS
5305149311 | ACTIVE | 99999999 | 02013206 | 100 | EA | MECH | SCREW, SET, 5/16" X 1/4", HEX/SCKT, STL, 18 TPI
5305149394 | ACTIVE | 99999999 | 02013206 | 500 | EA | MECH | SCREW, SET, 5/16" X 5/16", HEX/SCKT, STL, 18 TPI
5305149337 | ACTIVE | 99999999 | 02013206 | 382 | EA | MECH | SCREW, SET, 5/16" X 1", HEX/SCKT, STL, 18 TPI
5305150756 | ACTIVE | 99999999 | 02013206 | 11 | EA | MECH | SCREW, SET, 5/16" X 5/8", HEX/SCKT, STL, 18 TPI
5305149329 | ACTIVE | 99999999 | 02013206 | 233 | EA | MECH | SCREW, SET, 5/16" X 3/4", HEX/SCKT, STL, 18 TPI
5305150699 | ACTIVE | 02013206 | 02013206 | 51 | EA | MECH | SCREW, SET, 1/4" X 1", HEX/SCKT, STL, 20 TPI
5305149964 | ACTIVE | 02013206 | 02013206 | 88 | EA | MECH | SCREW, SET, 1/4" X 1/4", HEX/SCKT, STL, 20 TPI
5305150129 | ACTIVE | 99999999 | 02013206 | 100 | EA | MECH | SCREW, SET, 1/4" X 5/8", HEX/SCKT, STL, 20 TPI
5305149980 | ACTIVE | 99999999 | 02013206 | 7 | EA | MECH | SCREW, SET, 1/4" X 5/8", HEX/SCKT, STL, 28 TPI
5305150673 | ACTIVE | 02013206 | 02013206 | 92 | EA | MECH | SCREW, SET, 5/16" X 1/2", HEX/SCKT, STL, 18 TPI
5305150004 | ACTIVE | 02013206 | 02013206 | 47 | EA | MECH | SCREW, SET, 1/4" X 1/2", HEX/SCKT, STL, 28 TPI
5305150186 | ACTIVE | 99999999 | 02013206 | 20 | EA | MECH | SCREW, SET, 5/16" X 3/8", HEX/SCKT, STL, 18 TPI
5305150087 | ACTIVE | 02013208 | 02013208 | 15 | EA | MECH | SCREW, SET, 1/2" X 3/4", HEX/SCKT, STL, 13 TPI, WU: PLANT WIDE
5305150079 | ACTIVE | 02013208 | 02013208 | 55 | EA | MECH | SCREW, SET, 1/2" X 1", HEX/SCKT, STL, 13 TPI, ANY MFG, BY DESCRP
5305150095 | ACTIVE | 02013208 | 02013208 | 12 | EA | MECH | SCREW, SET, 1/2" X 5/8", HEXSCKT, STL, 13 TPI
5305150012 | ACTIVE | 02013208 | 02013208 | 15 | EA | MECH | SCREW, SET, 3/8" X 1", HEX/SCKT, STL, 16 TPI, WU: PLANT WIDE
5305150111 | ACTIVE | 99999999 | 02013208 | 292 | EA | MECH | SCREW, SET, 7/16" X 1", HEX/SCKT, STL, 14 TPI
5305149352 | ACTIVE | 99999999 | 02013208 | 72 | EA | MECH | SCREW, SET, 3/8" X 3/8", HEX/SCKT, STL PLTD, 16 TPI
5305150038 | ACTIVE | 99999999 | 02013208 | 56 | EA | MECH | SCREW, SET, 7/16" X 1/2", HEX/SCKT, STL, 14 TPI
5305150020 | ACTIVE | 99999999 | 02013208 | 77 | EA | MECH | SCREW, SET, 7/16" X 3/8", HEX/SCKT, STL,14 TPI
5305149303 | ACTIVE | 99999999 | 02013208 | 75 | EA | MECH | SCREW, SET, 3/8" X 3/4", HEX/SCKT, STL, 16 TPI
5305149360 | ACTIVE | 02013208 | 02013208 | 59 | EA | MECH | SCREW, SET, 3/8" X 1/2", HEX/SCKT, STL, 16 TPI
5305149378 | ACTIVE | 99999999 | 02013208 | 28 | EA | MECH | SCREW, SET, 3/8" X 5/8", HEX/SCKT, STL, 16 TPI
8520000020 | ACTIVE | 02013214 | 02013214 | 18 | EA | OFF/JAN | CLEANER, HAND, 48EA/CS, BAR, LAVA, UNISOURCE, 10059056
7920001067 | ACTIVE | 02013215 | 02013215 | 5 | EA | OFF/JAN | SQUEEGEE, SOCKET, WINDOW, TO BE USED W/CAT ID 7920001059, (P/N F-NE300), BRADY INDUSTRIES, F-PR000
7920001059 | ACTIVE | 02013215 | 02013215 | 5 | EA | OFF/JAN | SQUEEGEE, 12", WINDOW, CHANNEL, W/O SOCKET, USE W/P/N F-PR000, CAT ID 7920001067, BRADY INDUSTRIES, F-NE300
3110059171 | ACTIVE | 02013216 | 02013216 | 2 | EA | MECH | ADAPTER, BEARING, SLEEVE, STL, 5-7/16"ID, 4.578", BROWNING, SNW 32-5-7/16
3110058934 | ACTIVE | 02013216 | 02013216 | 2 | EA | MECH | ADAPTER, BEARING, SLEEVE, STL, 3-15/16"ID, 3.206", BROWNING, SNW 22-3-15/16
6110295612 | ACTIVE | 02013217 | 02013217 | 2 | EA | ELEC/INS | HEATER, OVERLOAD, F14.9C, GENERAL ELECTRIC CO., CR123F149C
8430000219 | ACTIVE | 99999999 | 02013220 | 5 | PR | SAFETY | BOOTS, DISPOSABLE, SIZE 8, RUBR, BLK, W/GRIP SOLE/10" TALL, LA CROSSE FOOT WEAR, 89301-8
6640001126 | ACTIVE | 02013224 | 02013224 | 6 | EA | MECH | CARRIER, BOTTLE, 14"X 6-7/8"X 6", POLYETHYLENE, VWR, 13197-338
5330174359 | ACTIVE | 02013302 | 02013302 | 1 | EA | MECH | SEAL, OIL, 0.906"ID X 1.499"OD X 0.391"W, CHICAGO RAWHIDE MFG, 14829, WU: DEMINERALIZER REGENERATION PMPS, UNITS 3&4
5330213157 | ACTIVE | 02013302 | 02013302 | 6 | EA | MECH | SEAL, OIL, PUMP, 1.563"ID X 2.502"OD X 0.313"W, CHICAGO RAWHIDE, 15655
5330223404 | ACTIVE | 02013302 | 02013302 | 1 | EA | MECH | SEAL, OIL, 1.375"ID X 2"OD X 0.313"W, CHICAGO RAWHIDE MFG, 13569
5330193631 | ACTIVE | 02013302 | 02013302 | 1 | EA | MECH | SEAL, OIL, 1.281"ID X 2"OD X 0.375, CHICAGO RAWHIDE MFG, 12830
5305148677 | ACTIVE | 02013303 | 02013303 | 20 | EA | MECH | SCREW, LAG, NC, 5/16" X 6", HEX, ZINC PLTD STL
5305144924 | ACTIVE | 02013303 | 02013303 | 13 | EA | MECH | SCREW, LAG, NC, 1/4" X 6", HEX, ZINC PLTD STL
5305150376 | ACTIVE | 02013303 | 02013303 | 97 | EA | MECH | SCREW, LAG, NC, 1/4" X 4", HEX, ZINC PLTD STL
5305145228 | ACTIVE | 02013303 | 02013303 | 108 | EA | MECH | SCREW, LAG, NC, 1/4" X 3", HEX, ZINC PLTD STL
5305145459 | ACTIVE | 02013303 | 02013303 | 162 | EA | MECH | SCREW, LAG, NC, 5/16" X 2", HEX, ZINC PLTD STL
5305148891 | ACTIVE | 02013303 | 02013303 | 18 | EA | MECH | SCREW, LAG, NC, 5/16" X 4", HEX, ZINC PLTD STL
5305148115 | ACTIVE | 99999999 | 02013303 | 89 | EA | MECH | SCREW, CAP, 5/16" X 3", HEX, ZINC PLTD CS
5305145756 | ACTIVE | 02013303 | 02013303 | 34 | EA | MECH | SCREW, LAG, NC, 1/4" X 2", HEX, ZINC PLTD STL
5330193532 | ACTIVE | 02013305 | 02013305 | 6 | EA | MECH | SEAL, OIL, 1.063"ID X 1.752" X 0.375"W, CHICAGO RAWHIDE, 10653
5330178723 | ACTIVE | 02013305 | 02013305 | 1 | EA | MECH | SEAL, OIL, 1.125"ID X 2" OD X 0.25"W, CHICAGO RAWHIDE, 11334
5330180331 | ACTIVE | 02013305 | 02013305 | 6 | EA | MECH | SEAL, OIL, COUPLING END, 1.25"ID X 1.752"OD X 0.25"W, GARLOCK 71X5239
5330188847 | ACTIVE | 02013305 | 02013305 | 1 | EA | MECH | SEAL, OIL, 1.188"ID X 2.125"OD X 0.438"W, CHICAGO RAWHIDE, 11907
5330203224 | ACTIVE | 33333333 | 02013305 | 6 | EA | MECH | SEAL, OIL, LIP, 1.125"ID X 1.874"OD X 0.25"W, CHICAGO RAWHIDE MFG, 11223
5330175612 | ACTIVE | 02013305 | 02013305 | 5 | EA | MECH | SEAL, OIL, 1.156"ID X 1.874"OD X 0.25"W, NATIONAL OIL SEAL, 471736
5330197079 | ACTIVE | 02013305 | 02013305 | 9 | EA | MECH | SEAL, OIL, 0.5"ID X 1.25"OD X 0.25"W, CHICAGO RAWHIDE MFG, 12416
5330211771 | ACTIVE | 02013305 | 02013305 | 2 | EA | MECH | SEAL, OIL, PUMP, 1.125"ID X 2.004"OD X 0.25"W, CHICAGO RAWHIDE MFG., 11340
5330179218 | ACTIVE | 02013305 | 02013305 | 3 | EA | MECH | SEAL, OIL, 7.00 MM, 40.00 MM, 30.00 MM, CHICAGO RAWHIDE MFG, 11605
5330193805 | ACTIVE | 02013305 | 02013305 | 1 | EA | MECH | SEAL, OIL, 1"ID X 1.499"OD X 0.313"W, CHICAGO RAWHIDE MFG, 9876
9510001697 | ACTIVE | 99999999 | 02013314 | 15 | FT | STRUC | STOCK, BAR, RND, 3'L, 1-1/2"DIA, PLAST RYERTEX, CE GR, PNM MACHINE SHOP, SJS-M313, WU:SJ MACHINE SHOP USES ON DRAWINGS SJS-M313 & M314
3010051062 | ACTIVE | 02013317 | 02013317 | 2 | EA | MECH | HUB, SPACER, 1-1/8" BORE, SURE-FLEX, LOVEJOY, 6SC-H X 1-1/8, WU:CHEM PLANT
3010051088 | ACTIVE | 02013317 | 02013317 | 8 | EA | MECH | FLANGE, COUPLING, 6S, T.B.WOOD'S, 6SC35
6685369073 | ACTIVE | 33333333 | 02013321 | 7 | EA | ELEC/INS | TRANSMITTER, PRESSURE, 4-20MA, 0-3000 PSIG, FOXBORO, 1GP10-T22E1F, WU:ALL UNITS
9515000702 | ACTIVE | 02013324 | 02013324 | 1 | BX | STRUC | SHIM, STOCK, 12"W, 50"L, 0.012"THK, 302 SS, THE ANCHOR PACKING CO., BY DESCRP
5330193359 | ACTIVE | 02013402 | 02013402 | 3 | EA | MECH | SEAL, OIL, 1.875"ID X 2.627"OD X 0.375"W, INGERSOLL-RAND COMPANY, 201AN1042L
5330196386 | ACTIVE | 02013403 | 02013403 | 2 | EA | MECH | SEAL, OIL, PUMP, 2"ID X 2.742"OD X 0.375"W, CHICAGO RAWHIDE MFG, 19799
5330183814 | ACTIVE | 02013403 | 02013403 | 3 | EA | MECH | SEAL, OIL, 1.781"ID X 2.502"OD X 0.328"W, CHICAGO RAWHIDE 17810
5330186023 | ACTIVE | 02013403 | 02013403 | 4 | EA | MECH | SEAL, OIL, PUMP, 1.75"ID X 2.875"OD X 0.469"W, BUNA-N, CHICAGO RAWHIDE, 17653, WU:FITS ALL GOULDS PUMPS MDL 3196 MT
5330184945 | ACTIVE | 02013404 | 02013404 | 4 | EA | MECH | SEAL, OIL, 3.625"ID X 4.631"OD X 0.5"W, CHICAGO RAWHIDE, 36185, WU: GARDNER-DENVER BLOWER, MDL 9CDL, S/N 14721 ASH BLWR #2
5330184135 | ACTIVE | 02013404 | 02013404 | 6 | EA | MECH | SEAL, OIL, 3.25"ID X 4.249"OD X 0.438"W, CHICAGO RAWHIDE MFG, 32403
5330216283 | ACTIVE | 02013404 | 02013404 | 2 | EA | MECH | SEAL, OIL, DOUBLE LIP, 2.875"ID X 3.756 "OD X 0.375"W, 65741, NATIONAL OIL SEAL DIV OF, 417344
5330197665 | ACTIVE | 02013404 | 02013404 | 4 | EA | MECH | SEAL, OIL, 3.375"ID X 4.249"OD X 0.5"W, CHICAGO RAWHIDE MFG., 33663
5330171785 | ACTIVE | 02013404 | 02013404 | 10 | EA | MECH | SEAL, OIL, 3"ID X 3.756"OD X 0.5"W, CHICAGO RAWHIDE MFG., 417349
5330205914 | ACTIVE | 02013404 | 02013404 | 1 | EA | MECH | SEAL, OIL, 3.5"ID X 4.504"OD X 0.468"W, CHICAGO RAWHIDE MFG, 34887
3030054559 | ACTIVE | 02013416 | 02013416 | 4 | EA | MECH | BELT, DRIVE, V, 0.656"W, 0.438"THK, DAYCO RUBBER PROD., CO, BP-72
3110068966 | ACTIVE | 02013422 | 02013422 | 4 | EA | MECH | BEARING, BALL, PILLOW BLOCK, 2 BLT, 12.625", 3.5", CI HSNG, FAFNIR BEARING, RSAO X 2 3/16
5330186296 | ACTIVE | 02013503 | 02013503 | 5 | EA | MECH | SEAL, OIL, 6.125"ID X 7.625"OD X 0.75"W, CHICAGO RAWHIDE, 61255
5330182535 | ACTIVE | 02013503 | 02013503 | 5 | EA | MECH | SEAL, OIL, PUMP, 4.5"ID X 5.501"OD X 0.563"W, ALLIS CHALMERS CORP., 52-105-095-013
5330209536 | ACTIVE | 02013504 | 02013504 | 1 | EA | MECH | SEAL, OIL, 10.75"ID X 12.5" X 0.563"W, JOHNS-MANVILLE, 16083LDS
5330193268 | ACTIVE | 02013504 | 02013504 | 8 | EA | MECH | SEAL, OIL, 2.875"ID X 3.751"OD X 0.438"W, DANA CORP, 49575
5330213074 | ACTIVE | 99999999 | 02013504 | 1 | EA | MECH | SEAL, OIL, 4.5"ID X 5.5"OD X 0.5"W, JOHNS-MANVILLE, 9170-LUP-3
5975260141 | ACTIVE | 33333333 | 02013511 | 3 | EA | ELEC/INS | CONNECTOR, FLEX CONDUIT, 45 DEG, LIQUIDTITE, 4" MNPT, STL, APPLETON ELE CO, STB-45400
5975261842 | ACTIVE | 33333333 | 02013511 | 8 | EA | ELEC/INS | CONNECTOR, FLEX CONDUIT, 45 DEG, LIQUIDTITE, 1-1/2"MNPT, STL, (DO NOT SUBSTITUTE), THOMAS & BETTS, 5346
5975265173 | ACTIVE | 33333333 | 02013511 | 12 | EA | ELEC/INS | CONNECTOR, FLEX CONDUIT, 45 DEG, LIQUIDTITE, 1-1/4"MNPT, STL, NON-INSUL, (DO NOT SUBSTITUTE), THOMAS & BETTS, 5245
4730116565 | ACTIVE | 02013514 | 02013514 | 1 | EA | MECH | CROSS, PIPE, FS, SA105, 1-1/2" NPS, 3000 LB, THDED, ANY MFG, BY DESCRP
0100005433 | ACTIVE | 02013524 | 02013524 | 2 | EA | MECH | POSITIONER,ELECTRO-PNEU TZIDC,MUST HAVE 4-20MA FEED BACK MODULE,ABB,V18345-2020521001,WU:ALL UNITS
4140001688 | ACTIVE | 02013601 | 02013601 | 1 | EA | MECH | HOUSING, DIAMOND POWER, 347673-010A, WU:D-P SOOTBLOWERS MDL IK-525B & IK-545B, U-3&4
4140000755 | ACTIVE | 02013601 | 02013601 | 1 | EA | MECH | CAM, BLOWING, (2 HALF SEGMENT = 1 EA), DIAMOND POWER, 315585-1136, WU:SOOTBLOWER PARTS, MDL IR-3, U-3&4
4140001720 | ACTIVE | 02013601 | 02013601 | 2 | EA | MECH | BRACKET, ASSY/ROLLER, DIAMOND POWER, 324205-1138, WU: SOOTBLOWER MDL IK-525B & IK-545B, U-3&4
4140001779 | ACTIVE | 02013601 | 02013601 | 1 | EA | MECH | SPACER,SUPPORT,BERGEMANN USA, INC.,BP331359-1129,(4 EA=1ST)
5315158245 | ACTIVE | 02013602 | 02013602 | 3 | EA | MECH | PIN, DIAMOND POWER 301205-2118
5305152943 | ACTIVE | 02013602 | 02013602 | 3 | EA | MECH | SCREW,RETNG,RETAINING DIAMOND POWER 315595-1126
4140000821 | ACTIVE | 02013602 | 02013602 | 3 | EA | ELEC/INS | PLUG, LOCK PIN, 3/8", DIAMOND POWER, 302039-0112
5305155425 | ACTIVE | 02013602 | 02013602 | 13 | EA | MECH | SCREW,SHOULDER,SHOULDER, ITEM 24,WU:D-P SOOT BLOWER MDL IR-3, U-3&4
5305147943 | ACTIVE | 02013602 | 02013602 | 3 | EA | MECH | BOLT, T, 1/2" X 2-1/4", 13 TPI, ALLOY STL
4140001738 | ACTIVE | 02013602 | 02013602 | 4 | EA | MECH | PIN, DIAMOND POWER SPECIALTY, 863631-2238, (REF FORM 3665, ITEM 9) FRONT SUPPORT ASSY
4140001746 | ACTIVE | 02013602 | 02013602 | 1 | EA | ELEC/INS | PLUG, OEM, 1/8" NPT, HEX HD PIPE, BERGEMANN USA, INC., BP935220-8200, WU:DIAMOND POWER IK-SOOTBLOWER, U-3&4
5310161897 | ACTIVE | 33333333 | 02013604 | 3 | EA | MECH | WASHER,OEM, DIAMOND POWER, 302672-0114
5310158737 | ACTIVE | 02013604 | 02013604 | 2 | EA | MECH | NUT, LOCK, NOZZLE, DIAMOND POWER, 301852-0118
5310160733 | ACTIVE | 02013604 | 02013604 | 5 | EA | MECH | WASHER, VALVE GUIDE, DIAMOND POWER, 301167-0118
5310162929 | ACTIVE | 02013604 | 02013604 | 6 | EA | MECH | WASHER, THRUST, DIAMOND POWER, 53A015-350G
5310162911 | ACTIVE | 02013604 | 02013604 | 20 | EA | MECH | WASHER, LOCK, INTERNAL, DIAMOND POWER 869068-0017
5975262501 | ACTIVE | 33333333 | 02013611 | 8 | EA | ELEC/INS | CONNECTOR, FLEX CONDUIT, 90 DEG, LIQUIDTITE, 1" MNPT, STL, (DO NOT SUBSTITUTE), THOMAS & BETTS, 5254
5975260307 | ACTIVE | 33333333 | 02013611 | 8 | EA | ELEC/INS | CONNECTOR, FLEX CONDUIT, LIQUIDTITE, 1"MNPT, STL, (DO NOT SUBSTITUTE), THOMAS & BETTS, 5334
5975261818 | ACTIVE | 33333333 | 02013611 | 8 | EA | ELEC/INS | CONNECTOR, FLEX CONDUIT, 45 DEG, LIQUIDTITE, 1/2" MNPT, STL, (DO NOT SUBSTITUTE), THOMAS & BETTS, 5342
5975259168 | ACTIVE | 33333333 | 02013611 | 15 | EA | ELEC/INS | CONNECTOR, FLEX METAL CONDUIT, 90 DEG, LIQUIDTITE, 1/2"MNPT, INSUL (DO NOT SUBSTITUTE), THOMAS & BETTS, 5352
5975263194 | ACTIVE | 33333333 | 02013611 | 15 | EA | ELEC/INS | CONNECTOR, FLEX CONDUIT, 90 DEG, 1/2"MNPT, STEEL CITY, XC-291
5330192500 | ACTIVE | 02013708 | 02013708 | 1 | EA | MECH | GASKET, 1800 PSI, NON-ASBESTOS, GENERAL ELECTRIC COMPANY, 106A9400P0055
5330227157 | ACTIVE | 02013708 | 02013708 | 6 | EA | MECH | GASKET, COVER/MANWAY, 20"ID X 23-3/4"OD X 1/8"THK, ROUND, NON-ASBESTOS, J&J IND. GASKET CO., BY DESCRP, WU:LOW PRES SECTN, TURBN LOW PRES M
5330217166 | ACTIVE | 02013708 | 02013708 | 2 | EA | MECH | GASKET,COVER/STUFFING BOX, NON-ASBESTOS, WORTHINGTON PUMP CORP, 960455-00, WU:WORTH PUMP MDL D-1011, 1-1/2X1X6, BC4 SEED RECYCLE & E TUNNEL SUM
5330200378 | ACTIVE | 02013708 | 02013708 | 4 | EA | MECH | GASKET, BEARING RETAINER, NON-ASBESTOS, COPES-VULCAN, CV323449-2126
5975263293 | ACTIVE | 02013711 | 02013711 | 14 | EA | ELEC/INS | CONNECTOR, CONDUIT, SWIVEL, 3/4", STEEL CITY DIV., 6209
5975263749 | ACTIVE | 33333333 | 02013711 | 3 | EA | ELEC/INS | CONNECTOR, FLEX CONDUIT, LIQUIDTITE, 1" FEM, INSUL, APPLETON ELECTRIC CO., ST-100F
5975263988 | ACTIVE | 33333333 | 02013711 | 14 | EA | ELEC/INS | CONNECTOR, FLEX CONDUIT, 3/4"MNPT, STL, APPLETON ELECTRIC CO., ST-75
5330196436 | ACTIVE | 02013715 | 02013715 | 20 | LB | MECH | PACKING, BULK, LEAD WOOL, NON-ASB, STYLE 5, ANY MFG, BY DESCRP
8415000457 | ACTIVE | 02013717 | 02013717 | 2 | PR | SAFETY | PROTECTOR,KNEE/CONTOURED, PAD,FOAM/RUBBER,1/2 IN,ALTA IND,50423,WU: KNEE PAD
4730106939 | ACTIVE | 02013813 | 02013813 | 7 | EA | MECH | TEE, TUBING, FEMALE BRANCH, 316 SS, 1/2"T RUN X 1/2" FNPT BRANCH, SWAGELOK, SS-810-3-8TTF
4730114966 | ACTIVE | 02013813 | 02013813 | 6 | EA | MECH | TEE, TUBING, FEM BRANCH, 316 SS, 1/2"T X 1/2"T X 1/4" FNPT BRANCH, SWAGELOK, SS-810-3-4TTF
4730108638 | ACTIVE | 02013813 | 02013813 | 4 | EA | MECH | TEE, TUBING, FEMALE BRANCH, 316 SS, 1/2"T RUN X 3/8"FNPT BRANCH, SWAGELOK, SS-810-3TTF
4730117613 | ACTIVE | 33333333 | 02013813 | 20 | EA | MECH | TEE, TUBING, FEMALE BRANCH, 316 SS, 3/8"T X 3/8"T RUN X 1/4"FNPT BRANCH, SWAGELOK, SS-600-3TTF
4730107077 | ACTIVE | 02013813 | 02013813 | 9 | EA | MECH | TEE,TUBING, FEMALE BRANCH, 316 SS, 1/4" T RUN X 1/4" FNPT BRANCH, SWAGELOK, SS-400-3-4TTF
4730114172 | ACTIVE | 33333333 | 02013813 | 19 | EA | MECH | TEE, TUBING, MALE RUN, 316 SS, 1/4"T X 1/4"MNPT X 1/4"T, SWAGELOK, SS-400-3-4TMT
4730103456 | ACTIVE | 02013813 | 02013813 | 8 | EA | MECH | TEE, TUBING, MALE BRANCH, BRASS, 1/2"T RUN X 3/8"MNPT BRANCH, SWAGELOK (ONLY), B-810-3TTM
4730115831 | ACTIVE | 02013813 | 02013813 | 15 | EA | MECH | TEE, TUBING, MALE RUN, BRASS, 3/8"T X 1/4"MNPT X 3/8"T BRANCH, SWAGELOK, B-600-3TMT
4730119445 | ACTIVE | 02013813 | 02013813 | 6 | EA | MECH | TEE, TUBING, MALE BRANCH, BRASS, 3/8"T RUN X 1/4"MNPT BRANCH, SWAGELOK, B-600-3TTM
4730108919 | ACTIVE | 02013813 | 02013813 | 5 | EA | MECH | TEE, TUBING, MALE RUN, BRASS, 1/4"T X 1/4"MNPT X 1/4"T BRANCH, SWAGELOK, B-400-3-4TMT
4730112770 | ACTIVE | 33333333 | 02013813 | 8 | EA | MECH | TEE, TUBING, MALE BRANCH, BRASS, 1/4"T RUN X 1/4"MNPT BRANCH, SWAGELOK, B-400-3-4TTM
4730103407 | ACTIVE | 02013813 | 02013813 | 8 | EA | MECH | TEE, TUBING, FEMALE BRANCH, BRASS, 3/8"T RUN X 1/4"FNPT BRANCH, SWAGELOK (ONLY), B-600-3TTF
3030054518 | ACTIVE | 02013824 | 02013824 | 12 | EA | MECH | BELT, DRIVE, 0.625"W, 0.531"THK, 160.000" OUTER CIR, NATIONAL PRODUCTS, INC., 5V1600
4320085337 | ACTIVE | 02013904 | 02013904 | 1 | EA | MECH | COVER, STUFFING BOX, ITEM 11, ALLOY 20, WORTHINGTON PUMP, 960925-08, WU:WORTH PUMP MDL D-1011, 4X3X10, FRAME 3, WASTEWATER STORAGE PUMP
4320085006 | ACTIVE | 02013904 | 02013904 | 1 | EA | MECH | COLLAR, SAND/LOW, WORTHINGTON PUMP CORP, 617667-00
4320085014 | ACTIVE | 02013904 | 02013904 | 1 | EA | MECH | COVER, SNAP RING, UPPER, WORTHINGTON PUMP CORP., 617668-00,
5920231445 | ACTIVE | 02013905 | 02013905 | 27 | EA | ELEC/INS | FUSE, CARTRIDGE, 250 V, 1/2 A, FAST-ACTING, ABB KENT-TAYLOR INC, 335M57
3110066432 | ACTIVE | 02013906 | 02013906 | 3 | EA | MECH | BEARING, JOURNAL, COUNTER CLOCKWISE, AMERICAN STANDARD POWER, 79SA1565, WU: AMERICAN STD FLUID DV, SIZE 212A, CLASS 6, S/L 79-212A
4810130288 | ACTIVE | 02013915 | 02013915 | 1 | AS | MECH | TRIM, VALVE, CNTRL, PLG, STEM, FISHER CONTROLS COMPANY, 20B5482X012
4810128936 | ACTIVE | 02013915 | 02013915 | 1 | AS | MECH | TRIM, VALVE, PLG, 4", 150 LB, STEM #1U230535162, GROV PIN #1V322735072, PLG #1V658146172, FISHER CONTROLS CO., 1V6581-X0042
4810130304 | ACTIVE | 02013916 | 02013916 | 1 | EA | MECH | SEAT,RNG,3/4"ID,STELLITE,FISHER CONTROLS,1U273546052, WU: FISHER CNTL VENT VLV, MDL 65SDBY, S/N 6547021,TRBN STEAM VENT,U-3&4,BLR FEEDWATER HEADR
4810131864 | ACTIVE | 02013916 | 02013916 | 1 | EA | MECH | RING, LANTERN, FISHER CONTROLS CO., 1J9623-35072
8430000219 | ACTIVE | 99999999 | 02013917 | 4 | PR | SAFETY | BOOTS, DISPOSABLE, SIZE 8, RUBR, BLK, W/GRIP SOLE/10" TALL, LA CROSSE FOOT WEAR, 89301-8
5905219316 | ACTIVE | 02014002 | 02014002 | 77 | EA | ELEC/INS | RESISTOR, CARBON, 350 V, 0.50 W, 150 OHM, +/-5%, ALLEN-BRADLEY CO., RCR20G151JS
5905228176 | ACTIVE | 02014002 | 02014002 | 52 | EA | ELEC/INS | RESISTOR, CARBON, 350 V, 0.50 W, 3.30K OHM, +/-5%, OHMITE MFG, OF323JE
5905229554 | ACTIVE | 02014002 | 02014002 | 21 | EA | ELEC/INS | RESISTOR, CARBON, 350 V, 0.50 W, 27K OHM, +/-5%, ALLEN-BRADLEY CO., RCR20G273JS
5905228192 | ACTIVE | 02014002 | 02014002 | 14 | EA | ELEC/INS | RESISTOR, CARBON, 350 V, 0.50 W, 3.90K OHM, +/-5%, ALLEN-BRADLEY CO., RCR20G392JS
5905219423 | ACTIVE | 02014002 | 02014002 | 11 | EA | ELEC/INS | RESISTOR, CARBON, 350 V, 0.50 W, 51 OHM, +/-5%, ALLEN-BRADLEY CO., RCR20G510JS
5905219399 | ACTIVE | 99999999 | 02014002 | 75 | EA | ELEC/INS | RESISTOR, CARBON, 350 V, 0.50 W, 68 OHM, +/-5%, ALLEN-BRADLEY CO., RCR20G680JS
5930231443 | ACTIVE | 02014003 | 02014003 | 3 | EA | ELEC/INS | SWITCH, PUSHBUTTON, MOMENTARY CONT, EXTENDED HEAD, 1 NO 1 NC ,RED, 1, ALLEN-BRADLEY CO., 800T-B6A
5930234561 | ACTIVE | 02014003 | 02014003 | 1 | EA | ELEC/INS | SWITCH, PUSHBUTTON, MOMENTARY/EXTENDED HEAD, 600 V, 10 A, 1 NO 1 NC, GREEN, 1, ALLEN-BRADLEY, 800T-B1A, WU:CONTROL BOARDS & LOCAL STATIONS
5930234553 | ACTIVE | 02014003 | 02014003 | 2 | EA | ELEC/INS | SWITCH, PUSHBUTTON, MOMENTARY CONT, FLUSH HEAD, 1 NO 1 NC, BLACK, 1, ALLEN-BRADLEY CO., 800T-A2A
5940240152 | ACTIVE | 02014003 | 02014003 | 3 | EA | ELEC/INS | BLOCK, CONTACT, AUX/SHALLOW, 4/13, 600 V, 1 NO 1 NC, TERM SCR, ALLEN-BRADLEY CO., 800T-XA
6685366624 | ACTIVE | 02014005 | 02014005 | 1 | EA | ELEC/INS | REGULATOR, MANUAL, ABB KENT-TAYLOR, 41S657
5360198591 | ACTIVE | 33333333 | 02014007 | 34 | EA | MECH | SPRING, GENERAL ELECTRIC COMPANY, U695D005N0928
5360199318 | ACTIVE | 99999999 | 02014007 | 24 | EA | MECH | SPRING, GENERAL ELECTRIC COMPANY, U695D002N0928
5360199243 | ACTIVE | 99999999 | 02014007 | 44 | EA | MECH | SPRING, GENERAL ELECTRIC COMPANY, U695C003M0875
5360198997 | ACTIVE | 99999999 | 02014007 | 18 | EA | MECH | SPRING, GENERAL ELECTRIC COMPANY, U695C001L0925
3110060575 | ACTIVE | 33333333 | 02014016 | 1 | EA | MECH | BEARING, BALL, DBL ROW, 2.3622"ID X 5.1181"OD X 2.1250"W, ANGULAR CONT, FAFNIR BEARING, 5312, WU: FA BLWR CHAIN DRIVE
3439001078 | ACTIVE | 02014017 | 02014017 | 100 | EA | TOOL | ELECTRODE, CUTTING, CHAMFERING/GOUGING, 1/8" X 12", ANY MFG, BY DESCRP
3439001425 | ACTIVE | 02014017 | 02014017 | 50 | EA | TOOL | ELECTRODE, CUTTING, CHAMFERING/GOUGING, 3/16"DIA, ANY MFG, 50EA/PK
3439000823 | ACTIVE | 02014017 | 02014017 | 100 | EA | TOOL | ELECTRODE, CUTTING, CHAMFERING/GOUGING, 5/32" X 12", ANY MFG, BY DESCRP
4240002198 | ACTIVE | 33333333 | 02014018 | 18 | BX | SAFETY | RESPIRATOR, FILTER CARTRIDGE, HEPA, RESPIRATOR, ORGANIC VAPORS, MINE SAFETY APPLIANCE, 491630
5330177915 | ACTIVE | 02014021 | 02014021 | 2 | EA | MECH | O-RING, 451, 11"ID X 1/4", BUNA-N, GE, U421X000P0149, WU:GE TURB 170X763&764, SEQ 4111, PUMP BOSSTR OIL CENT, RING 2, U3&4
5330179689 | ACTIVE | 02014021 | 02014021 | 3 | EA | MECH | O-RING, 3-1/8"ID X 3/16, BUNA-N, ANCHOR PACKING, BY DESCRP
5330204834 | ACTIVE | 99999999 | 02014021 | 1 | EA | MECH | O-RING, 230, 2-1/2"ID X 1/8, BUNA-N, PARKER-HANNIFIN CORP, 2-230
5975261107 | ACTIVE | 02014102 | 02014102 | 11 | EA | ELEC/INS | HUB, CONDUIT, H2OTITE, 2", AL, MYERS ELECTRIC INC, STA-6
5975262527 | ACTIVE | 02014102 | 02014102 | 4 | EA | ELEC/INS | HUB, CONDUIT, H2OTITE, 1/2", ALUM, MYERS ELECTRIC INC, STA-1
5975259689 | ACTIVE | 02014102 | 02014102 | 10 | EA | ELEC/INS | HUB, CONDUIT, H2OTITE, 3/4", AL, MYERS ELECTRIC INC, STA-2
5975260554 | ACTIVE | 02014104 | 02014104 | 6 | EA | ELEC/INS | HUB, CONDUIT, H2OTITE, 1-1/4", DIE CAST ZINC, THDED, MYERS ELECTRIC INC, ST-4
5975263756 | ACTIVE | 02014104 | 02014104 | 23 | EA | ELEC/INS | HUB, CONDUIT, H2OTITE, 1", DIE CAST ZINC, THDED, MYERS ELEC, ST-3
5975259580 | ACTIVE | 02014104 | 02014104 | 10 | EA | ELEC/INS | HUB, CONDUIT, H2OTITE, 1-1/2", DIE CAST ZINC, THDED, MYERS ELEC, ST-5
5975258210 | ACTIVE | 02014104 | 02014104 | 6 | EA | ELEC/INS | HUB, CONDUIT, H2OTITE, 3/4", DIE CAST ZINC, THDED, MYERS ELECTRIC INC, ST-2
5975258707 | ACTIVE | 02014104 | 02014104 | 10 | EA | ELEC/INS | HUB, CONDUIT, H2OTITE, 1/2", DIE CAST ZINC, THDED, MYERS ELECTRIC INC, ST-1
5330227793 | ACTIVE | 02014105 | 02014105 | 2 | EA | MECH | GASKET, PUMP, NON-ASBESTOS, WORTHINGTON PUMP CORP, 390091-10
5365217834 | ACTIVE | 02014107 | 02014107 | 3 | EA | MECH | RING, ALIGNING, 9", UCC, 1701-87, WU:FLYASH CONVEYING LINE
5930231716 | ACTIVE | 02014511 | 02014511 | 3 | EA | ELEC/INS | SWITCH, PRESSURE, ADJABLE DEADBAND, TRI-POINT/H2OTIGHT, ASCO, SA11D
4140000334 | ACTIVE | 02014719 | 02014719 | 3 | EA | ELEC/INS | FAN, ELECTRICAL, COMPUTER, 0.24 A, I.M.C. MAGNETICS CORP. NE, 4715FS12TB50, WU: STOCK COMPUTER PTS, SUPER BOXER, TYPE BS2107F-11, BALL BEARING
0100000376 | ACTIVE | 02014917 | 02014917 | 5 | EA | MECH | GASKET, FULL FACE, 6" X 1/8"THK, 150#, GARLOCK, NON-ASBESTOS, GARLOCK INC, BY DESCRP
0100000375 | ACTIVE | 02014917 | 02014917 | 9 | EA | MECH | GASKET, FULL FACE, 2" X 1/8"THK, 150#, GARLOCK, NON-ASBESTOS, GARLOCK INC, BY DESCRP, WU: PLANT WIDE
0100000374 | ACTIVE | 02014917 | 02014917 | 4 | EA | MECH | GASKET, FULL FACE, 1-1/2" X 1/8"THK, 150#, GARLOCK, NON-ASBESTOS, GARLOCK INC, BY DESCRP, WU: PLANT WIDE
0100000373 | ACTIVE | 02014917 | 02014917 | 10 | EA | MECH | GASKET, FULL FACE, 1" X 1/8"THK,150#, NON-ASBESTOS, GARLOCK, BY DESCRP, WU: PLANT WIDE
0100000377 | ACTIVE | 02014917 | 02014917 | 10 | EA | MECH | GASKET, RAISED FACE, 1" X 1/8", 150#, GARLOCK, NON-ASBESTOS, GARLOCK INC, BY DESCRP
5305150053 | ACTIVE | 99999999 | 02014920 | 12 | EA | MECH | SCREW, SET, 7/16" X 3/4", HEX/ SCKT, 14 TPI
5307152222 | ACTIVE | 99999999 | 02014921 | 2 | EA | MECH | STUD, TURBINE, THROUGH, GENERAL ELECTRIC, U619P204L0250
9515000660 | ACTIVE | 33333333 | 02014924 | 9 | BX | STRUC | SHIM, STOCK, 12"W, 50"L, 0.006"THK, 302 SS, THE ANCHOR PACKING CO., BY DESCRP
9515000611 | ACTIVE | 02014924 | 02014924 | 3 | BX | STRUC | SHIM, STOCK, 12"W, 50"L, 0.001"THK, 302 SS, ANCHOR PACKING CO, BY DESCRP
6685360791 | ACTIVE | 02015117 | 02015117 | 3 | EA | ELEC/INS | THERMOSTAT, CONTROL, N/A, 250 AC V, 30 A, 35-235 DEG F, THERMON MFG, N-1E735235, WU:PLANT HEAT TRACE
6685371012 | ACTIVE | 02015117 | 02015117 | 1 | EA | ELEC/INS | THERMOSTAT, CONTROL, AMBIENT SENSING, 480 V, 22 A, SPDT, RAYCHEM CORPORATION, AMC-1A, WU: HEAT TRACE PN/S ON NORTHSIDE, WMS
9515000363 | ACTIVE | 02015124 | 02015124 | 6 | BX | STRUC | SHIM, STOCK, 6"W, 100"L, 0.031"THK, CS,THE ANCHOR PACKING CO., BY DESCRP
4730115070 | ACTIVE | 02020101 | 02020101 | 6 | EA | MECH | UNION, PIPE, 1/4" NPS, SA182F 316L, THDED NPT, 3000 LB, ANY MFG, BY DESCRP
4730116037 | ACTIVE | 02020101 | 02020101 | 1 | EA | MECH | TEE, PIPE, 316 SS, STREET/FEM BRANCH, 1/4" FNPT X MNPT X FNPT BRANCH, SWAGELOK, SS-4-ST
4730103316 | ACTIVE | 02020101 | 02020101 | 10 | EA | MECH | TEE, PIPE, 316 SS, 1/4" FNPT RUN X MNPT BRANCH, SWAGELOC, SS-4-BT
4730118645 | ACTIVE | 02020101 | 02020101 | 14 | EA | MECH | ELBOW, PIPE, S182F316, 90 DEG, NPS, 1/4", 3000 LB, THDED, SWAGELOK, SS-4-E
4730116391 | ACTIVE | 02020101 | 02020101 | 1 | EA | MECH | TEE, PIPE, 316 SS, 1/4", FNPT, SWAGELOK SS-4-T
4730103779 | ACTIVE | 02020101 | 02020101 | 3 | EA | MECH | ELBOW, PIPE, 316 SS, 90 DEG, 1/4", 150 LB, FNPT, ANY MFG, BY DESCRP
4730113117 | ACTIVE | 02020101 | 02020101 | 3 | EA | MECH | ELBOW, PIPE, SA182F316 SS, 90 DEG, NPS 1/4", 3000 LB, THDED, ANY MFG BY DESCRP
4730110600 | ACTIVE | 02020101 | 02020101 | 8 | EA | MECH | TEE, PIPE, 316 SS, 1/4", FNPT, 150 LBS, ANY MFG, BY DESCRP
4730104157 | ACTIVE | 02020101 | 02020101 | 4 | EA | MECH | COUPLING, HEX, 316 SS, 1/4" FNPT, SWAGELOK, SS-4-HCG
4730114057 | ACTIVE | 02020101 | 02020101 | 6 | EA | MECH | PLUG, PIPE, 1/4" MNPT, 316 SS, HEX, SWAGELOK (ONLY), SS-4-P
4730111640 | ACTIVE | 02020101 | 02020101 | 21 | EA | MECH | COUPLING, PIPE, 316SS, SA182F316L, THDED, NPS 1/4", 3000#, ANY MFG, BY DESCRP
4730135094 | ACTIVE | 02020103 | 02020103 | 9 | EA | MECH | ELBOW, TUBE, CU, 45 DEG, 1", SWEAT, NIBCO INC.,BY DESCRP
4730134923 | ACTIVE | 02020103 | 02020103 | 6 | EA | MECH | TEE, TUBING, CU, SWEAT, 1", NIBCO INC., BY DESCRP
4730134873 | ACTIVE | 02020103 | 02020103 | 2 | EA | MECH | ELBOW, TUBE, CU, 90 DEG, 1", SWEAT, NIBCO INC., BY DESCRP
4730134972 | ACTIVE | 02020103 | 02020103 | 10 | EA | MECH | COUPLING, TUBING, CU, SWEAT ENDS, 1", NIBCO INC.,BY DESCRP, WU: INST AIR LINES
0100007029 | ACTIVE | 02020104 | 02020104 | 4 | EA | MECH | BEARING, SET, METRIC, KAMAN BEARING, UNP 32034XXL, WU: U-1&4 CLINKER GRINDER GEARBOX
5330198796 | ACTIVE | 02020105 | 02020105 | 1 | EA | MECH | GASKET, SPIRAL WOUND, 14" 400#, 316 SS/CERAMIC, NON-ASBESTOS, THE ANCHOR PACKING CO,BY DESCRP
5330182758 | ACTIVE | 02020105 | 02020105 | 3 | EA | MECH | GASKET, SPIRAL WOUND, VALVE, 10", 600#, 316 SS/CERAMIC, NON-ASBESTOS, THE ANCHOR PACKING CO, BY DESCRP
5330227512 | ACTIVE | 02020107 | 02020107 | 3 | EA | MECH | GASKET, MANHOLE, SPIRAL WOUND 14"ID X 18"OD X 1"W, OVAL, 600 LB, 316 SS/CERAMIC, NON-ASBESTOS, LAMONS METAL GASKET CO, BY DESCRIP
5330227520 | ACTIVE | 02020107 | 02020107 | 1 | EA | MECH | GASKET, MANHOLE, SPIRAL WOUND, 12"ID X 16"OD X 1"W, OVAL, 600 LB, 316 SS/CERAMIC, NON-ASBESTOS, LAMONS METAL GASKET CO, BY DESCRP
5945247442 | ACTIVE | 02020109 | 02020109 | 1 | EA | ELEC/INS | RELAY, SEQUENCE PH, 460 V, 60HZ, 0.50-10 SECS, ALIMAK ELEVATOR, 3001859406
0100005110 | ACTIVE | 99999999 | 02020109 | 1 | EA | ELEC/INS | SWITCH, PRESSURE,1 25/250 V, 15 A, BUNA/ST.ST., 1-3, 4, 0-200 PSI, ASHCROFT, 6010-0092, WU:U3&4 BURNER ROWS
5945248804 | ACTIVE | 02020109 | 02020109 | 1 | EA | ELEC/INS | RELAY, OFF-DELAY, 120 AC/110 DC V, 120 V, 10 A, 2 NO 2 NC, PLG-IN, 0.60-60 SECS, SQUARE D, 9050 JCK-23V20; WU:FLY ASH BIN ALARM CIRCUT, U3&4
4730126887 | ACTIVE | 02020110 | 02020110 | 2 | EA | MECH | TRAP, WATER, PVC, RESEARCH-COTTRELL TECHNOL, 12310, WU: CEM
5935238583 | ACTIVE | 02020110 | 02020110 | 7 | AS | ELEC/INS | CABLE, ASSEMBLY, IGNITER, 9'-8-1/2" L, CONTROL SYSTEMS, 156-621
0100006225 | ACTIVE | 02020111 | 02020111 | 1 | EA | ELEC/INS | PROBE,CONTROL COMPONENTS,UCC,34613-00-06,WU:U1 ECONOMIZER ASH SYSTEM
0100006260 | ACTIVE | 02020111 | 02020111 | 2 | EA | ELEC/INS | ASSEMBLY, COMPRESSION TERM, POLYAMIDE, FBM202, NON-ASB, INVENSYS SYSTEM INC, RH916XH, WU:ALL UNITS DCS SYS
0100006261 | ACTIVE | 02020111 | 02020111 | 4 | EA | ELEC/INS | ASSEMBLY, COMPRESSION TERM, POLYAMIDE FBM204, NON-ASB, INVENSYS SYSTEM INC, RH916XK, WU:ALL UNITS DCS SYS
0100006263 | ACTIVE | 02020111 | 02020111 | 3 | EA | ELEC/INS | ASSEMBLY, COMPRESSION TERM, VMON POLYAMIDE, FBM207, NON-ASB, 15-60 VDC, INVENSYS SYSTEM INC, RH916XN, WU:ALL UNITS DCS SYS
8415001612 | ACTIVE | 02020112 | 02020112 | 151 | PR | SAFETY | GLOVES, SAFETY, SZ-9H, RUBBER, ANSELL CORP, 193926, WU:CHEMICAL HANDLING
0100006254 | ACTIVE | 02020113 | 02020113 | 4 | EA | ELEC/INS | MODULE,ANALOG INPUT,0-20MA,8 INPUT,CHANNEL ISOLATED,INVENSYS SYSTEM INC,RH914SQ,WU:ALL UNITS DCS SYS
0100006256 | ACTIVE | 02020113 | 02020113 | 1 | EA | ELEC/INS | THERMOCOUPLE, FBM202 CHANNEL ISOLATED 8 INPUT, INVENSYS SYSTEM INC, RH926EQ, WU:ALL UNITS DCS SYS
0100006253 | ACTIVE | 02020113 | 02020113 | 4 | EA | ELEC/INS | MODULE,FIELDBUS COMMUNICATIONS,FCM2F 2KM FIBER OPTIC FIELDBUS EXTENDER,INVENSYS SYSTEM INC,RH914YZ,WU:ALL UNITS DCS SYS
0100006251 | ACTIVE | 02020113 | 02020113 | 1 | EA | ELEC/INS | MODULATOR, DIN RAIL MOUNTED BASEPLATES, 2 FCP SLOTS VERT.BASEPLATE, TIME STROBE, INVENSYS SYSTEMS INC, P0926HW, WU:ALL UNITS DCS SYSTEM
0100006279 | ACTIVE | 02020113 | 02020113 | 10 | EA | ELEC/INS | RELAY, ELECTRO MECH, 4PDT, 240AC/24DC V, 1 A, SOCKET MNTNG TPE, TE CONNECTIVITY ,KHAU-17D16-24, WU:OX AIR BLOWERS
6135000013 | ACTIVE | 02021112 | 02020115 | 32 | EA | ELEC/INS | BATTERY, DRY, SPRING TOP, 6 V, EVEREADY BATTERY, 509
5340188399 | ACTIVE | 02020118 | 02020118 | 30 | PR | TOOL | HINGE, STRP, 6"W, ANY MFG, BY DESCRP
5340189389 | ACTIVE | 02020118 | 02020118 | 12 | PR | TOOL | HINGE, STRP, 3"W, ZINC PLTD STL, NATL MFG CO, 127-449
7240422571 | ACTIVE | 02020119 | 02020119 | 2 | EA | TOOL | FUNNEL, GALVANIZED, APPROX SIZE 9-1/4" LARGE END, ANY MFG, BY DESCRP, WU: LAB
7240422555 | ACTIVE | 02020119 | 02020119 | 7 | EA | TOOL | FUNNEL, 6" X 1/2", GALV STL, ANY MFG, BY DESCRP, WU: LAB
8415001208 | ACTIVE | 02020121 | 02020121 | 27 | PR | SAFETY | GLOVES, SAFETY, SZ-9/9H, CHEMICAL RESISTANT, NITRILE, 0.022GA, EDMONT-WILSON,117209,(12PR=PK) WU: HANDLING NON-CHLORINATED SOLVENTS/PCB
3030055077 | ACTIVE | 02020122 | 02020122 | 43 | EA | MECH | BELT, DRIVE, V, 0.500"W, 0.344"THK, 26.000" INNER CIR, 28.300" OUTER CIR, GATES RUBBER CO, A-26
3040056115 | ACTIVE | 33333333 | 02020201 | 1 | EA | MECH | SHAFT, HOT ROED, 3-1/2"OD, 15-1/2"L, ALLOY STL, PNM MACHINE SHOP, SJS-M69
9510001549 | ACTIVE | 02020202 | 02020202 | 2 | FT | STRUC | STOCK, KEY, SQUARE, 7/8" X 1'L, ZINC PLTD STL, ANY MFG, BY DESCRP
9510000582 | ACTIVE | 02020202 | 02020202 | 3 | FT | STRUC | STOCK, KEY, SQUARE, 3/4" X 1'L, ZINC PLTD STL, ANY MFG, BY DESCRP
9510000103 | ACTIVE | 02020202 | 02020202 | 1 | FT | STRUC | STOCK, KEY, SQUARE, 5/8" X 1'L, ZINC PLTD STL, ANY MFG, BY DESCRP
0100001636 | ACTIVE | 33333333 | 02020203 | 2 | EA | ELEC/INS | BOARD, PLC CONTROL SYSTEM, ALLEN BRADLEY, 1756-CNB, U-1 FLY ASH REMOVAL, CONTROLNET CARD
5330196584 | ACTIVE | 02020204 | 02020204 | 7 | EA | MECH | GASKET, FLANGE, FULL FACE, 3" X 1/8"THK, WIRE IMPREGNATED, NON-ASBESTOS, RICHARD KLINGER INC., C4408W
5330188789 | ACTIVE | 02020204 | 02020204 | 12 | EA | MECH | GASKET, RAISED FACE, 3" X 1/8"THK, 150#, NEOPRENE/TEFLON, NON-ASBESTOS, THE ANCHOR PACKING CO, BY DESCRP
5330196592 | ACTIVE | 02020204 | 02020204 | 8 | EA | MECH | GASKET, FLANGE, FULL FACE, 3" X 1/16"THK, WIRE IMPREGNATED, NON-ASBESTOS, ANY MFG, BY DESCRP
5330174151 | ACTIVE | 02020204 | 02020204 | 3 | EA | MECH | GASKET, FULL FACE, 3", 1/8"THICK, 150#, NEOPRENE, NON-ASBESTOS, ANY MFG, BY DESCRP
5330171132 | ACTIVE | 02020204 | 02020204 | 2 | EA | MECH | GASKET, RAISED FACE, 3" X 1/8"THK,150#, NEOPRENE, NON-ASBESTOS, ANY MFG., BY DESCRP
5330173435 | ACTIVE | 33333333 | 02020204 | 2 | EA | MECH | GASKET, FULL FACE, 3", 1/8"THICK, 150#, RED RUBBER, NON-ASBESTOS, ANY MFG, BY DESCRP
5330213017 | ACTIVE | 02020204 | 02020204 | 14 | EA | MECH | GASKET, RAISED FACE, 3", 300#, ROUND, NEOPRENE, NON-ASBESTOS, ANY MFG, BY DESCRP
3439001870 | ACTIVE | 02020205 | 02020205 | 2 | EA | MECH | ATTACHMENT,CUTTING, VICTOR EQUIPMENT CA2460
3439001904 | ACTIVE | 02020205 | 02020205 | 1 | EA | MECH | CHAMBER, MIXING, VICTOR EQUIPMENT CO, 315C
3110074345 | ACTIVE | 02020207 | 02020207 | 1 | EA | MECH | BEARING, SPHERICAL/STRAIGHT, 2.5591"ID, 4.7244 IN, 1.2205, SELF-ALIGNING, 53586, FAG BRG CORP, 22213ESK.TVPB, LIMESTONE
3110074402 | ACTIVE | 99999999 | 02020207 | 1 | EA | MECH | BEARING, ROLLER, CONE/CUP, EKATO, 4725216, LIMESTONE
3110074410 | ACTIVE | 99999999 | 02020207 | 1 | EA | MECH | BEARING, CONE/CUP, 3.3750"ID, 5.7500"OD, 1.6250"W, TAP, 41771, EKATO, 0921380, LIMESTONE
3110074451 | ACTIVE | 02020207 | 02020207 | 1 | EA | MECH | BEARING, SINGLE ROW OPEN, 1.7717"ID, 3.9370"OD, 0.9843"W, 13219, EKATO, 2913556, LIMESTONE
3110074394 | ACTIVE | 33333333 | 02020207 | 2 | EA | MECH | BEARING, CONE/CUP, 2.0000"ID, 4.1250"OD, 1.4375"W,TAP, 41124, EKATO, 0921526, WU:LIMESTONE, BALL MILL PROD TANK, AGITATOR SIZE/GEAR
3110074378 | ACTIVE | 02020207 | 02020207 | 1 | EA | MECH | BEARING, BALL, SINGLE ROW CONRAD, 1.5748"ID, 3.1496"OD, 0.7087"W, SNP RNG GRVD, 12829, FAFNIR, 208KG, WU:LS, BALL MILL PROD TANK, AGITR SIZE/GEAR
3110074360 | ACTIVE | 02020207 | 02020207 | 1 | EA | MECH | BEARING, SINGLE ROW CONRAD, (2)SHIELDS, 1.1811"ID, 2.4409"OD, 0.6299"W, 11982,EKATO,51-601-983-006, WU:LS, BALL MILL PROD TANK, AGITATOR/GE
4730125277 | ACTIVE | 02020209 | 02020209 | 2 | EA | MECH | TEE, PIPE, SA182 GR F11, SCKTWELD, 1", 9000 LB, ANY MFG, BY DESCRP
4730125236 | ACTIVE | 02020209 | 02020209 | 1 | EA | MECH | TEE, PIPE, SA182 GR F22, SCKTWELD, 1", 9000 LB, ANY MFG, BY DESCRP
4730125095 | ACTIVE | 33333333 | 02020209 | 1 | EA | MECH | ELBOW, PIPE, SA182F11, 90 DEG, NPS 1", 9000 LB, SOCKET WELD, ANY MFG BY DESCRP
4730126499 | ACTIVE | 02020210 | 02020210 | 7 | EA | MECH | ELBOW, PIPE, A182F22, 45 DEG, NPS 1", 9000 LB, SOCKET WELD, ANY MFG BY DESCRP
4730125053 | ACTIVE | 02020210 | 02020210 | 8 | EA | MECH | ELBOW, PIPE, SA182F22, 90 DEG, NPS 1", 9000 LB, SOCKET WELD, ANY MFG BY DESCRP
5305145574 | ACTIVE | 02020211 | 02020211 | 175 | EA | MECH | SCREW, CAP, 3/8 X 1-1/2", HEX, 316 SS,16 TPI
5305147299 | ACTIVE | 99999999 | 02020211 | 5 | EA | MECH | SCREW, CAP, 3/8" X 1/2", HEX, 316 SS, 16 TPI
5305144817 | ACTIVE | 02020211 | 02020211 | 600 | EA | MECH | SCREW, CAP, 3/8" X 3/4", HEX, 316 SS, 16 TPI
4820125013 | ACTIVE | 33333333 | 02020212 | 1 | EA | MECH | VALVE, GATE, 1", 316 SS, THD, FULL PORT, 800/2000 PSI/850/100 DEGF, NON-ASB, R-P & C VALVE, SL56A
0100006910 | ACTIVE | 02020213 | 02020213 | 1 | EA | MECH | GASKET, CASE, 13" MT, ODESSA/GRISWOLD PUMPS, 10399-49-03, WU: U-4 BOTTOM ASH HIGH PRESSURE PUMPS
8030000916 | ACTIVE | 02020215 | 02020215 | 18 | KT | CHEM | SEALANT/ADHESIVE, KIT, 250 GM, ARC 10, STL PLUS, PUTTY, 10/CS
4730106475 | ACTIVE | 02020216 | 02020216 | 5 | EA | MECH | NIPPLE, PIPE, CARBON STEEL, 3" X 6", THDED NPT, SCH 80, SA106B SMLS, ANY MFG BY DESCRP
4730104223 | ACTIVE | 02020216 | 02020216 | 5 | EA | MECH | NIPPLE, PIPE, CARBON STEEL, 3" X 3", THDED NPT, SCH 80, SA106B SEAMLESS, ANY MFG BY DESCRP
4730123744 | ACTIVE | 02020216 | 02020216 | 6 | EA | MECH | NIPPLE, PIPE, CARBON STEEL, 3" X 4", THDED NPT, SCH 80, SA106B, ANY MFG BY DESCRP
4730118983 | ACTIVE | 02020216 | 02020216 | 8 | EA | MECH | NIPPLE, PIPE, CARBON STEEL, 3" X CLOSE, THDED NPT, SCH 80, SA106B, ANY MFG BY DESCRP
4320075585 | ACTIVE | 02011820 | 02020217 | 1 | EA | MECH | PUMP, SUMP, SUBMERSIBLE, DISCH 1-1/2", 1/3 HP, 115V, 3.2 AMPS, GOULDS, GSP0311: WU: RO BUILDINGS SUMP PUMP
3030053056 | ACTIVE | 02020218 | 02020218 | 4 | EA | MECH | BELT, DRIVE, V, 0.656"W, 0.438"THK, 120.000" INNER CIR, 122.800" OUTER CIR, NATIONAL PRODUCTS, INC., B120
9515000686 | ACTIVE | 02020219 | 02020219 | 11 | BX | STRUC | SHIM, STOCK, 12"W, 50"L, 0.010"THK, 302 SS, THE ANCHOR PACKING CO., BY DESCRP
5130000028 | ACTIVE | 02020220 | 02020220 | 150 | EA | TOOL | ABRASIVE, WHEEL, GRIND, 7"DIA, 1/4", 5/8 IN-11, 8500 RPM, BLACK & DECKER, 37141
3740000017 | ACTIVE | 02020223 | 02020223 | 1 | EA | TOOL | SPRAYER, METAL, W/14" RUSTLESS BRASS PUMP, 4 GL, HUDSON MFG, 91064
6210002496 | ACTIVE | 02020224 | 02020224 | 1 | EA | ELEC/INS | GLOBE, FIXTURE, PRISMATIC, GL, 400 WS, HAZLUX, VGT31
6685369693 | ACTIVE | 02020301 | 02020301 | 1 | EA | ELEC/INS | REGULATOR, PRESSURE, PNEU, 7-1/8"HT X 3-1/4"WD, 1/2 IN/AUTO, 90 SCFM, W. W. GRAINGERS, 4ZM22
5365208783 | ACTIVE | 02020302 | 02020302 | 1 | PR | MECH | SHIM, 0.005"THK, PLAST, BLU, ALLIS CHALMERS CORP., 52-108-474-004, 2 HALF RINGS = 1 PAIR
5365208221 | ACTIVE | 02020302 | 02020302 | 6 | EA | MECH | SHIM, ADJUSTING, 0.030"THK, PLAST, ORNG, (2 HALF RINGS=1EA), ALLIS CHALMERS CORP., 52-108-474-006
5365207850 | ACTIVE | 02020302 | 02020302 | 1 | PR | MECH | SHIM, 0.015"THK, PLAST, PINK, ALLIS CHALMERS CORP., 52-108-474-005, 2 HALF RINGS = 1 PAIR
5120128706 | ACTIVE | 02020303 | 02020303 | 6 | PR | TOOL | GRIP,PLIER HANDLE,6 IN,PLASTIC
4810132839 | ACTIVE | 33333333 | 02020304 | 1 | EA | ELEC/INS | BODY, VALVE, 316 SS, 150-600#, 1", VALTEK INC, 066635-181-000, WU: VALTEK VALVE
4810132847 | ACTIVE | 33333333 | 02020304 | 2 | EA | ELEC/INS | BODY, VALVE, 150-600#, 1-1/2", VALTEK INC, 018883-150-000, WU: VALTEK VALVES, U-3&4
4810132854 | ACTIVE | 33333333 | 02020304 | 1 | EA | ELEC/INS | BODY, VALVE, 150-600#, 2", VALTEK INC, 027809-150-000, WU: VALTEK VALVE
4810130676 | ACTIVE | 33333333 | 02020304 | 2 | EA | ELEC/INS | BODY, VALVE, 150-600#, SOCKET WELD, 1", VALTEK INC, 004230-001-041, WU 001 VALTEK 1" VALVES, LOW POINT DRAIN
4730111830 | ACTIVE | 02020305 | 02020305 | 3 | EA | MECH | TEE, PIPE, STAINLESS STEEL, FNPT, 1/8", CAJON COMPANY, SS-2-T
4730112523 | ACTIVE | 02020305 | 02020305 | 15 | EA | MECH | ELBOW, PIPE, 316 SS, 90 DEG, 1/8", 150 LB, FNPT, ANY MFG, BY DESCRP
4730103654 | ACTIVE | 02020305 | 02020305 | 6 | EA | MECH | COUPLING, PIPE, HEX, 316 SS, 1/8" FNPT, CAJON CO., SS-2-HCG
4730102847 | ACTIVE | 02020305 | 02020305 | 4 | EA | MECH | NIPPLE, PIPE, STAINLESS, 1/8" X 4", THDED NPT, SCH 40, SA312TP316L SMLS, ANY MFG BY DESCRP
4730123835 | ACTIVE | 02020305 | 02020305 | 10 | EA | MECH | PLUG, PIPE, 1/8" MNPT, SS, SA182F316L, HEX HD, 6000 LB, ANY MFG, BY DESCRP
4730102797 | ACTIVE | 02020308 | 02020308 | 5 | EA | MECH | INSERT, PIPE, REDU, 1-1/2" X 1" NPS, SA105, 3000 LB, SCKTWELD, ANY MFG, BY DESCRP
4730111343 | ACTIVE | 02020308 | 02020308 | 10 | EA | MECH | INSERT, PIPE, REDU, 2" X 1/2" NPS, SA105, 3000 LB, SOCKET WELD, ANY MFG, BY DESCRP
4730116722 | ACTIVE | 02020308 | 02020308 | 3 | EA | MECH | INSERT, PIPE, REDU, 2" X 1" NPS, SA105, 3000 LB, SCKTWELD, ANY MFG, BY DESCRP
4730124031 | ACTIVE | 02020308 | 02020308 | 11 | EA | MECH | INSERT, PIPE, REDU, 1-1/2" X 3/4" NPS, SA105, 3000 LB, SOCKET WELD, ANY MFG, BY DESCRP
4730116854 | ACTIVE | 02020309 | 02020309 | 4 | EA | MECH | INSERT, PIPE, REDUCER, 2" X 1-1/2" NPS, SA105, 3000 LB, SCKTWELD, ANY MFG, BY DESCRP
0100006998 | ACTIVE | 02020312 | 02020312 | 2 | EA | MECH | TIP, NOZZLE, ALLEN-SHERMAN-HOFF, MDL A-7373-1, 7378-6, WU: U-1&4 PYRITES HYDROEJECTOR
0100006972 | ACTIVE | 02020312 | 02020312 | 1 | EA | MECH | TIP, NOZZLE, ALLEN-SHERMAN-HOFF, A-14302, WU: U-1&4 BOTTOM ASH DRAG CHAIN CONVEYOR, ECONOMIZER HYDROEJECTOR
0100003104 | ACTIVE | 02020313 | 02020313 | 1 | EA | ELEC/INS | INDICATOR, FORK 18", BABCOCK & WILCOX, 6347969, WU: U3&4 BAGHOUSE ACI SYSTEM
4730114289 | ACTIVE | 02020314 | 02020314 | 3 | EA | MECH | ELBOW, PIPE, GALV STL, 45 DEG, 1-1/4", 40 SCH, ANY MFG BY DESCRP
4730104579 | ACTIVE | 02020314 | 02020314 | 4 | EA | MECH | ELBOW, PIPE, GALV STL, 90 DEG, 1-1/4", 40 SCH, THDED, ANY MFG BY DESCRP
4730109800 | ACTIVE | 02020314 | 02020314 | 4 | EA | MECH | COUPLING, PIPE, GALVANIZED STEEL, THDED, 1-1/4", 150#, ANY MFG, BY DESCRP
4730115666 | ACTIVE | 02020314 | 02020314 | 12 | EA | MECH | NIPPLE, PIPE, GALV STL, 1-1/4" X CLOSE, THDED, SCH 40, ANY MFG BY DESCRP
9340000216 | ACTIVE | 02020315 | 02020315 | 1 | EA | MECH | WINDOW, GL, ZERO BLAST-N-PEEN, 12212
4730118793 | ACTIVE | 02020316 | 02020316 | 1 | EA | MECH | FLANGE, PIPE, 3" NPS, SA182F316L, 150 LB, STD BORE, RAISED FACE, SCKTWELD, ANY MFG, BY DESCRP
4730112291 | ACTIVE | 02020316 | 02020316 | 1 | EA | MECH | FLANGE, PIPE, BLIND, 3" NPS, SA182F316, 150 LB, RAISED FACE, ANY MFG BY DESCRP
4730112226 | ACTIVE | 02020316 | 02020316 | 1 | EA | MECH | FLANGE, PIPE, THDED, 3" NPS, SA182F316, 150 LB, RAISED FACE, ANY MFG BY DESCRP
4730108521 | ACTIVE | 02020316 | 02020316 | 2 | EA | MECH | FLANGE, PIPE, 3" NPS, SA182F316L, 150 LB, STD BORE, RAISED FACE, WELD NECK, ANY MFG, BY DESCRP
4730103480 | ACTIVE | 02020317 | 02020317 | 4 | EA | MECH | ELBOW, PIPE, STREET, SA105, 90 DEG, NPS 1-1/2", 3000 LB, THDED FNPT X MNPT, ANY MFG BY DESCRP
4730104322 | ACTIVE | 02020317 | 02020317 | 40 | EA | MECH | ELBOW, PIPE, SA105, 45 DEG, NPS, 1-1/2", 3000 LB,THDED, ANY MFG BY DESCRP
4730107770 | ACTIVE | 02020317 | 02020317 | 12 | EA | MECH | ELBOW, PIPE, SA105, 90 DEG, NPS, 1-1/2", 3000 LB, THDED, ANY MFG BY DESCRP
4730106426 | ACTIVE | 02020317 | 02020317 | 11 | EA | MECH | COUPLING, PIPE, FS, SA105, THDED, NPS 1-1/2", 3000#, ANY MFG, BY DESCRP
4730105485 | ACTIVE | 02020318 | 02020318 | 57 | EA | MECH | UNION, PIPE, 1-1/2" NPS, SA105, THDED NPT, 3000 LB, ANY MFG, BY DESCRP
6145000656 | ACTIVE | 02020320 | 02020320 | 500 | FT | ELEC/INS | CABLE, INSULATED, GRND,12 AWG, 3 CONDUCTOR, 600 V, ANACONDA WIRE & CABLE, BY DESCRP
4320090873 | ACTIVE | 33333333 | 02020322 | 2 | EA | MECH | LINING, LP TURBINE, GENERAL ELECTRIC COMPANY, 125D340YC-11
8415001034 | ACTIVE | 02020323 | 02020323 | 20 | EA | MECH | RETAINER, GOGGLE, MINE SAFETY APPLIANCE CO., 459458
4240001364 | ACTIVE | 33333333 | 02020323 | 43 | EA | SAFETY | LENS, GOGGLE, ACID/CHEMICAL, ENCON SAFETY PRODUCTS, 05066000
0100001369 | ACTIVE | 33333333 | 02020401 | 2 | EA | MECH | GASKET, SPIRAL WOUND, FLEXITALLIC, 14-1/4" X 15" X 16" X 16-3/4" RWI, NON-ASBESTOS, FOUR STATES GASKET,BY DESCRP, WU:#2 2A & 2B HP HEATERS,
5330171199 | ACTIVE | 02020401 | 02020401 | 2 | EA | MECH | GASKET, SPIRAL WOUND, 10", 300#, 316 SS/CERAMIC, NON-ASBESTOS, THE ANCHOR PKG CO, BY DESCRP,
5330194779 | ACTIVE | 02020401 | 02020401 | 8 | EA | MECH | GASKET, SPIRAL WOUND, 10", 150#, 316 SS/CERAMIC, NON-ASBESTOS, THE ANCHOR PACKING CO, BY DESCRP
4730111749 | ACTIVE | 02020402 | 02020402 | 4 | EA | MECH | CROSS, TUBING, UNION, 3/8", 316 SS, SWAGELOK, SS-600-4
4730104132 | ACTIVE | 02020402 | 02020402 | 2 | EA | MECH | CROSS, TUBING, UNION, 1/2", 316 SS, SWAGELOK, SS-810-4
4730117084 | ACTIVE | 02020402 | 02020402 | 4 | EA | MECH | CROSS, TUBING, UNION, 1/4", 316 SS, SWAGELOK, SS-400-4
4730124379 | ACTIVE | 02020402 | 02020402 | 4 | EA | MECH | CONNECTOR, TUBING, 316 SS, 1/8" TUBE X 1/4" MNPT, SWAGELOK (ONLY), SS-200-1-4
4730134691 | ACTIVE | 02020403 | 02020403 | 3 | EA | MECH | REDUCER, 1-1/2" X 1", CU, SWEAT, NIBCO, BY DESCRP, WU:INSTRUMENT AIR LINES, PLANT
4730134683 | ACTIVE | 02020403 | 02020403 | 1 | EA | MECH | REDUCER, 2" X 1/2", CU, SWEAT, NIBCO, BY DESCRP
4730134667 | ACTIVE | 02020403 | 02020403 | 5 | EA | MECH | REDUCER, 2" X 1", CU, SWEAT, NIBCO, BY DESCRP
4730134725 | ACTIVE | 02020403 | 02020403 | 4 | EA | MECH | REDUCER, 1" X 3/4", CU, SWEAT, NIBCO, BY DESCRP, WU:INSTRUMENT AIR LINES, PLANT
4730134709 | ACTIVE | 02020403 | 02020403 | 3 | EA | MECH | REDUCER, 1-1/2" X 3/4", CU, SWEAT, NIBCO, BY DESCRP
4810132672 | ACTIVE | 02020404 | 02020404 | 2 | EA | MECH | FLANGE, END/VLV, 1"ID, 150 LB, VALTEK INC, 001077.183.000, WU:VALTEK VALVES, U-3&4
4810132730 | ACTIVE | 02020404 | 02020404 | 2 | EA | MECH | FLANGE, END/VLV, 3" ID, 150 LB, VALTEK INC, 089298-150-000, WU: VALTEK VALVE, 410.853
4810132680 | ACTIVE | 02020404 | 02020404 | 2 | EA | MECH | FLANGE, END/VLV, 1"ID, 300/600 LB, VALTEK INC, 007129-150-000
4810130635 | ACTIVE | 02020404 | 02020404 | 2 | EA | MECH | FLANGE, BNET/VLV, 1" ID, 150/600 LB, VALTEK INC, 001131-181-000, WU:VALTEK 1" VALVES, LOW POINT DRAIN, FSV-301A, UNITS 3 & 4
4730109511 | ACTIVE | 33333333 | 02020406 | 1 | EA | MECH | FLANGE, PIPE, SOCKET WELD, 2" NPS, SA182F316L, 150 LB, STD BORE, RAISED FACE, ANY MFG, BY DESCRP
4730107523 | ACTIVE | 02020406 | 02020406 | 3 | EA | MECH | FLANGE, PIPE, WELD NECK, 2" NPS, SA182F316L, 150 LB, STD BORE, RAISED, ANY MFG BY DESCRP
4730114024 | ACTIVE | 02020407 | 02020407 | 11 | EA | MECH | NIPPLE, PIPE, FORGED STEEL, 1/4" X 12", THDED NPT, SCH 80, SA106B, ANY MFG BY DESCRP
4730109446 | ACTIVE | 02020407 | 02020407 | 8 | EA | MECH | NIPPLE, PIPE, FORGED STEEL, 1/4" X 6", THDED NPT, SA106B, SCH 80, ANY MFG,BY DESCRP
4730108844 | ACTIVE | 02020407 | 02020407 | 23 | EA | MECH | NIPPLE, PIPE, FORGED STEEL,1/4" X 4", THDED NPT, SCH 80, SA106B, ANY MFG BY DESCRP
4730119262 | ACTIVE | 02020407 | 02020407 | 15 | EA | MECH | NIPPLE, PIPE, FORGED STEEL, 1/4" X 3", THDED NPT, SCH 80, SA106B, ANY MFG BY DESCRP
4730105048 | ACTIVE | 02020407 | 02020407 | 13 | EA | MECH | NIPPLE, PIPE, FORGED STEEL, 1/4" X 2", THDED NPT, 3000 LB SCH 80, SA106B SMLS, ANY MFG BY DESCRP
4730110279 | ACTIVE | 02020407 | 02020407 | 47 | EA | MECH | NIPPLE, PIPE, FORGED STEEL, 1/4" X CLOSE, THDED NPT, SCH 80, SA106B, ANY MFG BY DESCRP
4730104330 | ACTIVE | 02020407 | 02020407 | 69 | EA | MECH | NIPPLE, PIPE, CARBON STEEL,1/4" X 1-1/2", THDED NPT, SCH 80, SA106B SEAMLESS, ANY MFG BY DESCRP
4730105147 | ACTIVE | 02020408 | 02020408 | 4 | EA | MECH | FLANGE, PIPE, SOCKET WELD, 3", PVC, 150 LB, FLAT, ANY MFG BY DESCRP
4730126770 | ACTIVE | 02020408 | 02020408 | 5 | EA | MECH | FLANGE, PIPE, THDED, 2", PVC, 80 SCH, ANY MFG BY DESCRP
4730130442 | ACTIVE | 02020408 | 02020408 | 2 | EA | MECH | FLANGE, PIPE, BLIND, 3", PVC, 80 SCH, ANY MFG BY DESCRP
4730126333 | ACTIVE | 02020408 | 02020408 | 2 | EA | MECH | FLANGE, PIPE, BLIND, 1-1/2", PVC, 150 LB, ANY MFG BY DESCRP
4730123561 | ACTIVE | 02020408 | 02020408 | 2 | EA | MECH | FLANGE, PIPE, SLIP-ON, 2", PVC, 80 SCH, COLONIAL ENGINEERING, C20270
4730126291 | ACTIVE | 02020408 | 02020408 | 7 | EA | MECH | FLANGE, PIPE, 1-1/2", PVC, 150 LB, SCKT, ANY MFG, BY DESCRP
4730117654 | ACTIVE | 02020410 | 02020410 | 6 | EA | MECH | UNION, PIPE, 1/2" NPS, SA182F 316L, SOCKETWELD, 3000 LB, ANY MFG, BY DESCRP
4730104769 | ACTIVE | 02020410 | 02020410 | 9 | EA | MECH | ELBOW, PIPE, SA182F316L, 90 DEG, NPS 1/2", 3000 LB, SOCKET WELD, ANY MFG BY DESCRP
4730114347 | ACTIVE | 02020410 | 02020410 | 3 | EA | MECH | TEE, PIPE,SA182 F316L, SCKTWELD, 1/2", 3000 LB, ANY MFG, BY DESCRP
4730106830 | ACTIVE | 02020410 | 02020410 | 10 | EA | MECH | ELBOW, PIPE, SA182F316L, 45 DEG, NPS 1/2", 3000 LB, SOCKET WELD, ANY MFG BY DESCRP
4730105360 | ACTIVE | 02020410 | 02020410 | 4 | EA | MECH | COUPLING, PIPE, 316SS, SA182F316L, SW, NPS 1/2", 3000#, ANY MFG, BY DESCRP
0100007000 | ACTIVE | 02020411 | 02020411 | 2 | EA | MECH | GASKET, CASE, PUMP, 10" MT, ODESSA PUMPS, 10399-50-03, WU: UNIT 4 HP RECIRCULATION WATER PUMP
5110000386 | ACTIVE | 33333333 | 02020413 | 6 | EA | TOOL | FILE, HALF-ROUND, 14"L, BASTARD, NICHOLSON FILE CO., 05194
6630323878 | ACTIVE | 02020414 | 02020414 | 2 | EA | ELEC/INS | SENSOR, GAS, B&W, CS13086, CEM; WU:KVB CONTINUS MONITORNG SYS, S/N EN123, DRW EN12305 & EN12301
5920232773 | ACTIVE | 33333333 | 02020416 | 2 | EA | ELEC/INS | RELAY, METER, MEDIUM VOLTAGE STARTER, GENERAL ELECTRIC DIST., 369HIR0000E, WU: SJG LIMESTONE
4730106079 | ACTIVE | 02020417 | 02020417 | 2 | EA | MECH | TEE, PIPE, SA105 FS, THDED NPT, 1-1/2", 3000 LBS, ANY MFG, BY DESCRP
4730109776 | ACTIVE | 02020417 | 02020417 | 9 | EA | MECH | CAP, PIPE, 1-1/2" FNPT, FS, SA105, 3000 LB, ANY MFG, BY DESCRP
4730106764 | ACTIVE | 02020417 | 02020417 | 5 | EA | MECH | PLUG, PIPE, 1-1/2" MNPT, FS, SA105, HEX HD, 6000 LB, ANY MFG, BY DESCRP
5330223867 | ACTIVE | 02020419 | 02020419 | 1 | ST | MECH | PACKING, PREFORMED, 4"ID X 5.285"OD X 0.62"W, (11 PCS=1 SET), NON-ASB, EDWARD VALVE INC., 957199/957200
8415001190 | ACTIVE | 02020419 | 02020419 | 6 | PR | SAFETY | GLOVES, SAFETY, SZ-8/8H, CHEMICAL RESISTANT, NITRILE 0.022 GA, EDMONT-WILSON, 117208, (12PR=PK) WU: HANDLING NON-CHLORINATED SOLVENTS/PCB
5975265066 | ACTIVE | 02020421 | 02020421 | 11 | EA | ELEC/INS | COVER, CONDULET, 2-1/2" OR 3", AL, KILLARK ELECTRIC, OL-780
5365214070 | ACTIVE | 02020501 | 02020501 | 6 | EA | MECH | RING, CHILL, 4" STD, CS, TYPE CCC, ANY MFG, BY DESCRP
5365218212 | ACTIVE | 02020501 | 02020501 | 3 | EA | MECH | RING, CHILL, 10" SCH 40, CS, ANY MFG, BY DESCRP
5365214096 | ACTIVE | 02020501 | 02020501 | 6 | EA | MECH | RING, CHILL, 8" STD, CS, TYPE CCC, ANY MFG, BY DESCRP
5975260869 | ACTIVE | 33333333 | 02020502 | 1 | EA | ELEC/INS | BODY, CONDUIT, T, 1", AL, HAZARDOUS LOCATION, THDED, KILLARK, GECTT-3
5975263129 | ACTIVE | 02020502 | 02020502 | 2 | EA | ELEC/INS | BODY, CONDUIT, T, 3/4", AL, HAZARDOUS LOCATION, KILLARK, GEMT-2
4730106574 | ACTIVE | 02020503 | 02020503 | 1 | EA | MECH | COUPLING, PIPE, 3", 316 SS, THDED, 150#, ANY MFG, BY DESCRP
4730123827 | ACTIVE | 02020503 | 02020503 | 2 | EA | MECH | NIPPLE, PIPE, STAINLESS, 3" X 8", THDED NPT, SCH 40, SA312TP316L SEAMLESS, ANY MFG BY DESCRP
3030055044 | ACTIVE | 02020506 | 02020506 | 3 | EA | MECH | BELT, DRIVE, V, 0.875"W, 0.563"THK, 68.000" INNER CIR,72.200" OUTER CIR, GATES RUBBER, C68, WU:BIN EXHAUST FANS, U-3&4
3110067778 | ACTIVE | 33333333 | 02020507 | 3 | EA | MECH | BEARING,INSULATED O.D.,MTR/FRNT/BACK,RELIANCE ELEC. CO.,76876-26A,WU: RELIANCE MTR 700HP, U4 PULV MTR
3110069030 | ACTIVE | 33333333 | 02020507 | 2 | EA | MECH | BEARING, FRNT/BACK END, RELIANCE ELECT. CO., 76876-36R, WU: FRAME 17EA06809S
5365212538 | ACTIVE | 33333333 | 02020508 | 2 | EA | MECH | BUSHING, CNTRL/INNER, GENERAL ELECTRIC COMPANY, 233A09010P0001, WU: GE TURBINE CONTROL VALVE
4730114826 | ACTIVE | 02020513 | 02020513 | 4 | EA | MECH | FLANGE, PIPE, 1/2" NPS, SA182F20/SB462 UNS8020, 150 LB, STD BORE, RAISED FACE, SOCKETWELD, ALLOY 20 ANY MFG, BY DESCRP
4730103977 | ACTIVE | 02020513 | 02020513 | 4 | EA | MECH | FLANGE, PIPE, SOCKET WELD, 1/2" NPS, SA182F316, 150 LB, XH BORE, RAISED FACE, ANY MFG, BY DESCRP
4730112598 | ACTIVE | 02020513 | 02020513 | 2 | EA | MECH | FLANGE, PIPE, THDED, 1/2" NPS, SA182F316, 150 LB, RAISED FACE, ANY MFG, BY DESCRP
0100005035 | ACTIVE | 02020514 | 02020514 | 3 | RO | ELEC/INS | CABLE, STEEL, GALV, 3/64" X L250', 7 X 7, CLEAR COAT, WLL 54LB, GRAINGER, 2VJK3, WU:SECURE NON-ASB TAGS TO VLV, ABATEMENT
0100005034 | ACTIVE | 02020514 | 02020514 | 17 | PK | MECH | SLEEVE,WIRE ROPE,1/16"ID,AL ALLOY,25,GRAINGER,1DLD7,WU:PLANT WIDE
5120128391 | ACTIVE | 33333333 | 02020515 | 1 | EA | MECH | WEDGE, HAMR, 15/16", STNLESS STL, RED DEVIL, INC., 8061
4730107358 | ACTIVE | 02020516 | 02020516 | 4 | EA | MECH | ELBOW, PIPE, GALV STL, 45 DEG, 3/4", 40 SCH, ANY MFG BY DESCRP
4730116888 | ACTIVE | 02020516 | 02020516 | 7 | EA | MECH | ELBOW, PIPE, STREET, GALV STL, 90 DEG, 3/4", 40 SCH, FNPT X MNPT, ANY MFG BY DESCRP
4730104819 | ACTIVE | 02020516 | 02020516 | 8 | EA | MECH | PLUG, PIPE, 3/4" MNPT, GALV STL, SQ HD, ANY MFG, BY DESCRP
4730115369 | ACTIVE | 02020516 | 02020516 | 16 | EA | MECH | ELBOW, PIPE, GALV STL, 90 DEG, 3/4", 40 SCH, ANY MFG BY DESCRP
4730106731 | ACTIVE | 02020516 | 02020516 | 48 | EA | MECH | COUPLING, PIPE, GALV STL, 3/4", 150#, ANY MFG, BY DESCRP
4730104199 | ACTIVE | 02020516 | 02020516 | 25 | EA | MECH | NIPPLE, PIPE, GALV STL, 3/4" X CLOSE, SCH 40,ANY MFG BY DESCRP
3110069105 | ACTIVE | 02020517 | 02020517 | 20 | EA | TOOL | ABRASIVE, PAD, ULTRA FINE (20/BX), 6"W, 9-1/2"L, SCOTCH-BRITE, THREE M CO, 7448, WU:POLISHING BEARING SURFACES
9905000171 | ACTIVE | 02020518 | 02020518 | 26 | RO | SAFETY | TAPE, BARRICADE, 3",1000 FT, YELLOW/BLACK, "CAUTION", MEETS OSHA SPEC 1910. 144.
5925231333 | ACTIVE | 99999999 | 02020520 | 1 | EA | ELEC/INS | BREAKER, CIRCUIT, TRIPPING, 600 VAC/250 VDC, 150 A, 2 POLE, TKF FRAME, GENERAL ELECTRIC, TFK226T150
3110063686 | ACTIVE | 02020521 | 02020521 | 2 | EA | MECH | BEARING, SINGLE ROW RADIAL,1.5748"W, 8.4646"OD, 1.8504"W, SNR CORP. 6320, WU: 1119 PUMP MOTORS & REHEAT FANS, UNITS 3&4
0100000961 | ACTIVE | 02020522 | 02020522 | 7 | EA | MECH | REDUCER, PIPE, MALLEABLE IR, 1/4" X 1/8" FNPT, BELL, 150#, ANY MFG, BY DESCRP
0100000962 | ACTIVE | 33333333 | 02020522 | 2 | EA | MECH | REDUCER, PIPE, MALLAEABLE IR, 1/2" X 1/4" FNPT, BELL, 150#, ANY MFG, BY DESCRP
0100005570 | ACTIVE | 33333333 | 02020523 | 3 | EA | SAFETY | HAT, HARD, FACESHIELD, ARC FLASH, POLYETHYLENE, BLACK/ORANGE, ANSI CLASS E, NFPA 70E, SALISBURY, AS1200HAT, WU:W/ARC FLASHTASK LIGHT 0100005569
5305150814 | ACTIVE | 02020601 | 02020601 | 75 | EA | MECH | SCREW, CAP, 5/16" X 1-1/4", SCKT/FLAT, ALLOY STL
5305150806 | ACTIVE | 02020601 | 02020601 | 7 | EA | MECH | SCREW, CAP, 5/16" X 1", SCKT/FLAT, ALLOY STL
5305150798 | ACTIVE | 02020601 | 02020601 | 96 | EA | MECH | SCREW, CAP, 5/16" X 3/4", SCKT/FLAT, ALLOY STL
5305150277 | ACTIVE | 02020601 | 02020601 | 39 | EA | MECH | SCREW, CAP, 1/4" X 1-1/4", SCKT/FLAT, ALLOY STL
5305150319 | ACTIVE | 02020601 | 02020601 | 79 | EA | MECH | SCREW, CAP, 1/4" X 3/4", SCKT/FLAT, ALLOY STL
5305150822 | ACTIVE | 99999999 | 02020601 | 27 | EA | MECH | SCREW, CAP, 5/16" X 1-1/2", SCKT/FLAT, ALLOY STL
5305149477 | ACTIVE | 02020601 | 02020601 | 75 | EA | MECH | SCREW, CAP, #10-24 X 1", SCKT/FLAT, ALLOY STL
5305150327 | ACTIVE | 02020601 | 02020601 | 146 | EA | MECH | SCREW, CAP, 1/4" X 1/2", SCKT/FLAT, ALLOY STL
3439000765 | ACTIVE | 02020602 | 02020602 | 30 | LB | TOOL | ELECTRODE, WELDING, ROD, 1/8"DIA, 309 SS, 309/E309L-16, MILL TEST REPORT REQ'D, 50EA/PK, CHEMETRON CORP, BY DESCRP, INSPECTION REQ'D
4730121789 | ACTIVE | 02020603 | 02020603 | 10 | EA | MECH | ELBOW, TUBE, BRS, 90 DEG, 1/4", TUBE X FNPT, SWAGELOK ONLY, B-400-8-4
4730121664 | ACTIVE | 02020603 | 02020603 | 7 | EA | MECH | ELBOW, TUBE, BRS, 90 DEG, 1/2" X 3/8", TUBE X FNPT, SWAGELOK ONLY, B-810-8-6
4730121698 | ACTIVE | 02020603 | 02020603 | 5 | EA | MECH | ELBOW, TUBE, BRS, 90 DEG, 1/2" X 1/4", TUBE X FNPT, SWAGELOK ONLY, B-810-8-4
4730111236 | ACTIVE | 02020603 | 02020603 | 16 | EA | MECH | ELBOW, TUBE, BRS, 90 DEG, 1/4", TUBE X MNPT, SWAGELOK ONLY, B-400-2-4
4730121797 | ACTIVE | 02020603 | 02020603 | 11 | EA | MECH | ELBOW, TUBE, BRS, 90 DEG, 3/8" X 1/4", TUBE X FNPT, SWAGELOK ONLY, B-600-8-4
4730121755 | ACTIVE | 02020603 | 02020603 | 12 | EA | MECH | ELBOW, TUBE, BRS, 90 DEG, 1/4" X 1/8", TUBE X MNPT, SWAGELOK ONLY, B-400-2-2
4730121763 | ACTIVE | 02020603 | 02020603 | 6 | EA | MECH | ELBOW, TUBE, BRS, 90 DEG, 1/4" X 1/8", TUBE X FNPT, SWAGELOK ONLY, B-400-8-2
5330187450 | ACTIVE | 02020604 | 02020604 | 3 | EA | MECH | GASKET, FULL FACE, 4", 1/16"THK, 150#, NEOPRENE, NON-ASBESTOS, ANY MFG, BY DESCRP
5330189753 | ACTIVE | 02020604 | 02020604 | 3 | EA | MECH | GASKET, FULL FACE, 4" X 1/8"THK, 150#, NEOPRENE, NON-ASBESTOS, ANY MFG, BY DESCRP
5330191486 | ACTIVE | 02020604 | 02020604 | 7 | EA | MECH | GASKET, RAISED FACE, 4" X 1/8"THK, 150#, NEOPRENE, NON-ASBESTOS, THE ANCHOR PACKING CO, BY DESCRP
5330213009 | ACTIVE | 02020604 | 02020604 | 10 | EA | MECH | GASKET, RAISED FACE, 4" X 1/8"THK, 300#, ROUND, NEOPRENE, NON-ASBESTOS, ANY MFG, BY DESCRP
5330187310 | ACTIVE | 02020604 | 02020604 | 12 | EA | MECH | GASKET, RAISED FACE, 3-1/2", 1/16"THK,150#, NON-ASBESTOS, RICHARD KLINGER INC., C4400
4730114198 | ACTIVE | 02020609 | 02020609 | 2 | EA | MECH | ELBOW, PIPE, STREET, 316 SS, 90 DEG, 3/8", FNPT X MNPT, SWAGELOK, SS-6-SE
4730115658 | ACTIVE | 02020609 | 02020609 | 1 | EA | MECH | ELBOW, PIPE, STREET, 316 SS, 90 DEG, 1/4", FNPT X MNPT, SWAGELOK SS-4-SE
4730110204 | ACTIVE | 02020609 | 02020609 | 9 | EA | MECH | NIPPLE, PIPE, LONG/HEXAGON, 316 STAINLESS, 1/4" X 4", MNPT, CAJON CO SS-4-HLN-4.00
4730116946 | ACTIVE | 02020609 | 02020609 | 5 | EA | MECH | NIPPLE, PIPE, HEXAGON, 1/2" X 1-25/32", MNPT, 316 SS, SWAKELOK SS-8-HN
4730115724 | ACTIVE | 02020609 | 02020609 | 6 | EA | MECH | ELBOW, PIPE, STREET, 316 SS, 90 DEG, 1/8", FNPT X MNPT, SWAGELOK, SS-2-SE
4730118967 | ACTIVE | 02020609 | 02020609 | 16 | EA | MECH | NIPPLE, PIPE, HEXAGON/LONG, 316 SS, 1/4" X 2" LONG, MNPT, SWAGELOK, SS-4-HLN-2.00
4730118975 | ACTIVE | 02020609 | 02020609 | 10 | EA | MECH | NIPPLE, PIPE, HEXAGON, 316 SS, 1/4" X 1-3/8", MNPT, SWAGELOK, SS-4-HN
4730118041 | ACTIVE | 02020609 | 02020609 | 4 | EA | MECH | NIPPLE, PIPE, STAINLESS, 1/8" X CLOSE, HEX/THDED, ANY MFG BY DESCRP
0100004693 | ACTIVE | 02020610 | 02020610 | 4 | EA | MECH | CAP, PACKING GLAND, W/BASE, NON-ASB, UCC, 61087-1, WU:U-1-4, PADDLE MIXERS
0100004692 | ACTIVE | 33333333 | 02020610 | 4 | EA | MECH | RING, CLAMPING, MIXER, UNITED CONVEYOR, 61048,WU:ALL UNITS PADDLE MIXERS
0100004691 | ACTIVE | 33333333 | 02020610 | 4 | EA | MECH | RING, CLAMPING, SHAFT DIAPH, UNITED CONVEYOR CO., 61008, WU:ALL UNITS PADDLE MIXERS
0100004698 | ACTIVE | 02020610 | 02020610 | 7 | EA | MECH | SPACER,4.1" X 4.625" X .188"LG,UNITED CONVEYOR COMPANY,61017,WU:ALL UNITS PADDLE MIXERS
5305153867 | ACTIVE | 02020612 | 02020612 | 12 | EA | MECH | STUD, B7 GR, 1"DIA, 5-1/4"L, ALLOY STL A193, ANY MFG, BY DESCRP
5305144932 | ACTIVE | 02020614 | 02020614 | 500 | EA | MECH | SCREW,TAPPING,SHEET METAL,#10 DIA,1-1/2 IN,HEX,ZINC CHROMATE PLTED STL
5305144742 | ACTIVE | 02020614 | 02020614 | 200 | EA | MECH | SCREW,TAPPING,SHEET METAL,#10 DIA,3/4 IN,HEX,ZINC CHROMATE PLTED STL
5305143538 | ACTIVE | 02020614 | 02020614 | 236 | EA | MECH | SCREW,TAPPING,SHEET METAL,#10 DIA,2 IN,HEX,ZINC CHROMATE PLTED STL
0100004231 | ACTIVE | 33333333 | 02020615 | 3 | EA | MECH | TRAP, STEAM, CONTROLLED DISC, 1" NPT, CARBON STEEL, 600#, MODEL CD43, ARMSTRONG, B4908, WU:STEAM SPACE HEATERS
6685370089 | ACTIVE | 02020616 | 02020616 | 1 | EA | ELEC/INS | REGULATOR, PRESSURE, REDUCING, B STYLE, 316L SS, LIQUID SERVICE, 0-25 PSI, GO INC, 102850, WU:PLANT INSTRUMENTATION
6685362201 | ACTIVE | 02020616 | 02020616 | 1 | EA | ELEC/INS | SWITCH, PRESSURE, LUBE OIL, 120/240 V, 5-70 LBS, JOHNSON CONTROLS, P28AA-17
6685369867 | ACTIVE | 33333333 | 02020616 | 1 | EA | ELEC/INS | REGULATOR, PRESSURE, PNEU, 3/4", THDED, 5-125 PSI, 300 PSI, WILKERSON CORP., R28-06-F000
6685367531 | ACTIVE | 02020616 | 02020616 | 4 | EA | ELEC/INS | REGULATOR, PRESSURE, PNEU, 1/4", THDED, WILKERSON CORP., R03-02-000, WU: MANCOR ACTUATOR, RCC, 3 & 4, MEDIA SANDFILLED
0100004491 | ACTIVE | 02020619 | 02020619 | 1 | EA | MECH | PUMP, HYDRAULIC, VARIABLE DISPLACEMENT PISTON, 5 GPM@1800 RPM, 2 BLT FLG, REAR PORTS, RH ROTATION, VICKERS, PVQ10 A2R SE1S 20 CS1D 12, WU:U-3&4
5975265637 | ACTIVE | 02020620 | 02020620 | 5 | EA | ELEC/INS | BODY, CONDUIT, T, 1-1/4", CI, THDED, CROUSE HINDS, T-47
5975262832 | ACTIVE | 02020620 | 02020620 | 3 | EA | ELEC/INS | COVER, CONDUIT, BODY, BLANK, 1", AL, SCREW ON, CROUSE HINDS CO, 390,
5975259721 | ACTIVE | 02020620 | 02020620 | 4 | EA | ELEC/INS | BODY, CONDUIT, T, 3/4", AL, THDED, CROUSE HINDS, T29
5975265041 | ACTIVE | 02020620 | 02020620 | 3 | EA | ELEC/INS | COVER, CONDUIT BODY, 1-1/4", STL, CROUSE HINDS, 480
5975264051 | ACTIVE | 02020620 | 02020620 | 2 | EA | ELEC/INS | COVER, CONDUIT BODY, 3/4", STL, APPLETON, K75
3915000081 | ACTIVE | 02020621 | 02020621 | 8 | AS | TOOL | LEVER, ASSY W/BUSHING, UCC, 402065-101
3915001246 | ACTIVE | 02020621 | 02020621 | 12 | AS | TOOL | LEVER, ASSY, UCC, 402147-11, WU:NUVA FEEDER VENT VALVES, UNIT 3 & 4
5930232243 | ACTIVE | 33333333 | 02020622 | 1 | EA | ELEC/INS | SWITCH,DISCONNECT,SAFETY,3 PH, 60 A, RAINPROOF, 480/600 V, GE, TH3362RH, 3R NEMA RATING
0100004442 | ACTIVE | 33333333 | 02020701 | 2 | EA | ELEC/INS | RELAY, PRO-DISPLAY W/QUICK-TRIP & 8' CABLE, ARIZONA ELECT. APPRATUS, QT DISPLAY-8, WU:AC PRO RELAYS USE WITH 0100004443
0100004443 | ACTIVE | 33333333 | 02020701 | 2 | EA | ELEC/INS | SWITCH, SELECTOR, QUICK TRIP, ARIZONA ELECTRICAL APPARATUS, T-SWITCH, WU:AC-PRO RELAYS USE WITH ITEM 0100004442
0100001436 | ACTIVE | 02020702 | 02020702 | 5 | EA | MECH | GASKET, RAISED FACE, 6" X 1/8"THK, 300# GARLOCK, NON-ASBESTOS, FOUR STATES GASKET, BY DESCRP
0100001443 | ACTIVE | 02020702 | 02020702 | 16 | EA | MECH | GASKET, FULL FACE, 2-1/2" X 1/8"THK, 300# GARLOCK, NON-ASBESTOS, FOUR STATES GASKET, BY DESCRP
0100001442 | ACTIVE | 02020702 | 02020702 | 7 | EA | MECH | GASKET, FULL FACE, 2" X 1/8"THK, 300# GARLOCK, NON-ASBESTOS, FOUR STATES GASKET, BY DESCRP
5305143496 | ACTIVE | 99999999 | 02020703 | 42 | EA | MECH | SCREW, CAP, 7/16" X 8", HEX, ZINC PLTD CS, 14 TPI, GRD 5
0100000875 | ACTIVE | 33333333 | 02020704 | 3 | EA | MECH | COUPLING, PIPE, REDUCING, 1-1/2" X 1-1/4" NPS, SCKTWELD, F22 SA182, 9000 LB, ANY MFG, BY DESCRP
4730127646 | ACTIVE | 02020704 | 02020704 | 1 | EA | MECH | COUPLING, PIPE, F22, SA182F22, SCKTWELD, NPS 1-1/4", 9000#, ANY MFG, BY DESCRP
4730128008 | ACTIVE | 02020704 | 02020704 | 2 | EA | MECH | CAP, PIPE, 1-1/4" NPS, SW, F11, 1-1/4 CHROME, SA182F11, 9000 LB, ANY MFG, BY DESCRP
4730127687 | ACTIVE | 02020704 | 02020704 | 2 | EA | MECH | TEE, PIPE, SA182 GR F11, SCKTWELD, 1-1/4", 9000 LB, ANY MFG, BY DESCRP
4730128016 | ACTIVE | 02020704 | 02020704 | 2 | EA | MECH | COUPLING, PIPE, F11, SA182F11, SCKTWELD, NPS 1-1/4", 9000#, ANY MFG, BY DESCRP
4730127620 | ACTIVE | 02020704 | 02020704 | 1 | EA | MECH | CAP, PIPE, 1-1/4" NPS, SW. F22, 2-1/4 CHROME, SA182F22, 9000 LB, ANY MFG, BY DESCRP
0100004725 | ACTIVE | 02020706 | 02020706 | 3 | ST | MECH | PACKING, GRAPHOIL, (9 RNG/SET), SOLID RING FOR 2-3/8" FEED TUBE, DIAMOND POWER, 53A014350H, WU: U1-4 IK700'S
0100004802 | ACTIVE | 02020706 | 02020706 | 3 | ST | MECH | PACKING, VALVE, STEM, 2.750" ID, 4.25" OD, 0.75 W, (6 PCS=1 ST) PACK MASTER, FOUR STATES GASKET, BY DESCRP; WU:U3&4 CLINKER GRINDER & KNIFE GATES
0100004563 | ACTIVE | 33333333 | 02020706 | 2 | EA | MECH | SHAFT, ASSEMBLY, AUX SUPPORT, DIAMOND POWER, 53A012-350Z, WU: U-3&4 IK'S
0100003956 | ACTIVE | 33333333 | 02020706 | 2 | EA | ELEC/INS | METER,3/8" FNPT,7205008123A,KING INSTRUMENT CO,O-RING VITON, NON-ASB,ROT0MOTER
0100004629 | ACTIVE | 02020706 | 02020706 | 18 | EA | MECH | SPACER,PINION SHAFT,DIAMOND POWER,3241281124,WU:ALL UNITS IK'S
0100001439 | ACTIVE | 02020707 | 02020707 | 7 | EA | MECH | GASKET, RAISED FACE, 1" X 1/8"THK, 300# GARLOCK, NON-ASBESTOS, FOUR STATES GASKET, BY DESCRP
0100001430 | ACTIVE | 33333333 | 02020707 | 10 | EA | MECH | GASKET, RAISED FACE, 1/2" X 1/8"THK, 300# GARLOCK, NON-ASBESTOS, FOUR STATES GASKET, BY DESCRP, WU: PLANT WIDE
0100001434 | ACTIVE | 02020707 | 02020707 | 6 | EA | MECH | GASKET, RAISED FACE, 1-1/2" X 1/8"THK, 300# GARLOCK, NON-ASBESTOS, FOUR STATES GASKET, BY DESCRP
0100001433 | ACTIVE | 02020707 | 02020707 | 4 | EA | MECH | GASKET, RAISED FACE, 1-1/4" X 1/8"THK, 300# GARLOCK, NON-ASBESTOS, FOUR STATES GASKET, BY DESCRP
0100001431 | ACTIVE | 02020707 | 02020707 | 5 | EA | MECH | GASKET, RAISED FACE, 3/4" X 1/8"THK, 300# GARLOCK, NON-ASBESTOS, FOUR STATES GASKET, BY DESCRP
0100001440 | ACTIVE | 02020707 | 02020707 | 8 | EA | MECH | GASKET, FULL FACE, 1-1/4" X 1/8"THK, 300# GARLOCK, NON-ASBESTOS, FOUR STATES GASKET, BY DESCRP
0100001432 | ACTIVE | 33333333 | 02020707 | 7 | EA | MECH | GASKET, FULL FACE, 1" X 1/8"THK, 300# GARLOCK, NON-ASBESTOS, FOUR STATES GASKET, BY DESCRP
0100001437 | ACTIVE | 02020707 | 02020707 | 7 | EA | MECH | GASKET, FULL FACE, 1/2" X 1/8"THK, 300# GARLOCK, NON-ASBESTOS, FOUR STATES GASKET, BY DESCRP
0100001438 | ACTIVE | 02020707 | 02020707 | 10 | EA | MECH | GASKET, FULL FACE, 3/4" X 1/8"THK, 300# GARLOCK, NON-ASBESTOS, FOUR STATES GASKET, BY DESCRP
0100004784 | ACTIVE | 02020708 | 02020708 | 4 | EA | ELEC/INS | METER, 500CC, FLOW, MUNICIPAL TREATMENT, 34B123-SSXX2X
0100004592 | ACTIVE | 33333333 | 02020708 | 2 | EA | ELEC/INS | METER,180CCM, GLASS,PURGE,WALLACE & TEIRNAN, 32B103-SSXX2X, WU:PLANT WIDE & BC'S (ROTO METERS) SAMPLE PANELS
6680342828 | ACTIVE | 02020708 | 02020708 | 1 | EA | ELEC/INS | METER,0-100%/0-7000 SCC/MIN,10A6131NB2D1X00AAEXBBA09,FISCHER & PORTER CO
0100004174 | ACTIVE | 02020708 | 02020708 | 18 | EA | MECH | ADAPTER, HOSE, BARBED, FITTING, STEEL, 2-1/2" HOSE TO 2-1/2" MALE NPT, MCMASTER CARR, 5363K57 , WU:U1-4 BAGHOUSE AIR LOCK VENT LINES
0100004101 | ACTIVE | 02020709 | 02020709 | 2 | EA | MECH | GASKET, SPIRAL WOUND, 10-5/16" ID X 10-27/32" OD, .125 THK, 150# NON-ASBESTOS, FOUR STATES GASKET, BY DESCRP, WU:U3&4 STATOR COOLING WATER PUMP
0100005435 | ACTIVE | 02020710 | 02020710 | 2 | EA | MECH | NUT, CAP, FOR 5.6" OIL GUN, (35M BTU), BABCOCK & WILCOX, 6299730, WU:1&2 BOILER OIL GUNS
0100004132 | ACTIVE | 02020710 | 02020710 | 8 | EA | MECH | RETAINER, NOZZLE, F/5" & 6", BABCOCK & WILCOX, 4566312, WU: UNITS 3 & 4 OIL IGNITOR ATOM ASSY
4730117878 | ACTIVE | 02020712 | 02020712 | 6 | EA | MECH | ELBOW, PIPE, STREET, GALV STL, 90 DEG, 1", 40 SCH, FNPT X MNPT, ANY MFG BY DESCRP
4730102912 | ACTIVE | 02020712 | 02020712 | 6 | EA | MECH | ELBOW, PIPE, GALV STEEL, 45 DEG, 1", 40 SCH, ANY MFG BY DESCRP
4730112788 | ACTIVE | 02020712 | 02020712 | 15 | EA | MECH | ELBOW, PIPE, GALV STL, 90 DEG, 1", 40 SCH, ANY MFG BY DESCRP
4730106624 | ACTIVE | 02020712 | 02020712 | 9 | EA | MECH | COUPLING, PIPE, GALV STL, 1", THDED, 150#, ANY MFG, BY DESCRP
4730112820 | ACTIVE | 02020712 | 02020712 | 3 | EA | MECH | PLUG, PIPE, 1" MNPT, GALV STL, SQ HD, ANY MFG, BY DESCRP
4730114396 | ACTIVE | 02020712 | 02020712 | 22 | EA | MECH | NIPPLE, PIPE, GALV STL, 1" X CLOSE, SCH 40, ANY MFG BY DESCRP
0100004172 | ACTIVE | 02020714 | 02020714 | 6 | EA | ELEC/INS | LAMP, FLUORESCENT, SPIRAL, 42 W, 120 V, 7.1", E26 BASE, 5000 K COLOR TEMP, 2650 LM, 10000 HR, EIKO, SP42/50K, WU: COAL CONVEYOR
3110059858 | ACTIVE | 02020715 | 02020715 | 2 | EA | MECH | BEARING, SPHERICAL, 2.9528"ID, 5.1181"OD, 1.2205"W, TAP, SNR CORP, 22215VKB33, WU: TRIPPER CONVEYOR
3110058033 | ACTIVE | 02020715 | 02020715 | 5 | EA | MECH | BEARING, ROLLER, SPHERICAL, DOUBLE ROW, 2.9528"ID, 5.1181"OD, 1.2205"W, SNR CORP, 22215EC3, WU: RS COAL HNDLNG U3&4
3110060351 | ACTIVE | 02020715 | 02020715 | 10 | EA | MECH | BEARING, TAPERED CUP, 3.8125"OD, 0.6250"W, FEDERAL - MOGUL CORP., 382A, WU: BURHANS-SHARPE RO CLAR SUMP MIXR, 0.0031 IN
8415000739 | ACTIVE | 02020716 | 02020716 | 4 | EA | SAFETY | OVERALLS, BIB/NO FLY, SM, NYL, YEL, NEESE IND, 35BTYS, PANTS FOR RUBBER RAIN SUIT
7920000531 | ACTIVE | 02020717 | 02020717 | 9 | EA | TOOL | BRUSH, CLEANING, FILE, WIRE, WEILER BRUSH CO, 44260
7920000374 | ACTIVE | 02020717 | 02020717 | 12 | EA | TOOL | BRUSH, BRISTLE, BRASS, ANY MFG, BY DESCRP
7920000317 | ACTIVE | 02020717 | 02020717 | 12 | EA | TOOL | BRUSH, SCRATCH, SS, (TOOTH) MILWAUKEE BRUSH, 20534
7920000523 | ACTIVE | 02020717 | 02020717 | 37 | EA | TOOL | BRUSH, CLEANING, PARTS, ANY MFG, BY DESCRP
7920000234 | ACTIVE | 02020717 | 02020717 | 190 | EA | TOOL | BRUSH, CLEANING, ACID, 3-1/2"W, #75, ANY MFG, BY DESCRP
6685360254 | ACTIVE | 02020718 | 02020718 | 1 | EA | ELEC/INS | TRANSMITTER, PRESSURE, FOXBORO COMPANY, 13AMS2, WU: DEMINERALIZER & SAR, UNIT 3
5975263087 | ACTIVE | 02020719 | 02020719 | 2 | EA | ELEC/INS | BODY, CONDUIT, T, 1-1/4", AL, THDED, KILLARK, OT-4
5975265462 | ACTIVE | 02020719 | 02020719 | 4 | EA | ELEC/INS | BODY, CONDUIT, LB, 1-1/4", CI, THDED, CROUSE HINDS, LB47
5975259218 | ACTIVE | 02020719 | 02020719 | 2 | EA | ELEC/INS | BODY, CONDUIT, LL, 1-1/4", AL, THDED, KILLARK, OLL-4
5975259846 | ACTIVE | 02020719 | 02020719 | 1 | EA | ELEC/INS | BODY, CONDUIT, LB, 1-1/4", AL, THDED, KILLARK , OLB-4
5130000879 | ACTIVE | 02020720 | 02020720 | 146 | EA | TOOL | ABRASIVE, WHEEL, GRIND, 4-1/2"DIA, 3/16", 7/8", BULLARD ABRASIVE PRODUCTS, 24457
5950247857 | ACTIVE | 02020721 | 02020721 | 1 | EA | ELEC/INS | TRANSFORMER, POWER, DRY, 1 PH, 1.5 kVA, 240/480 PR V, 120/240 SEC V, 60HZ, SQUARE D. COMPANY, 1.5S1F
0100003390 | ACTIVE | 02020722 | 02020722 | 1 | EA | ELEC/INS | TRANSDUCER, ELECTRO-PNEUMATIC, 4-20 MA INPUT, 3-15# OUTPUT, FIELD CONFIGURED, FISHER, I2PX1B
0100001231 | ACTIVE | 33333333 | 02020801 | 1 | EA | MECH | NUT, TUBING, FEED TUBE, 2-3/8", DIAMOND POWER, 53A014-350N, WU:U-3&4 IK AH SOOT BLOWERS TUBES
0100001232 | ACTIVE | 02020801 | 02020801 | 6 | EA | MECH | KEY, FEED TUBE, DIAMOND POWER, 3016170114, WU:U-3&4 IK AH SOOT BLOWER TUBES
0100001230 | ACTIVE | 99999999 | 02020801 | 12 | EA | MECH | BOLT, LANCE TUBING, DIAMOND POWER, 333771-1125, WU: U3&4 IK AH SOOT BLR TUBES
3439001953 | ACTIVE | 02020805 | 02020805 | 64 | LB | TOOL | ELECTRODE, ROD, 3/32"DIA, HASTALLOY C276, AWS ENICRMO-4, MILL TEST REPORT REQ'D, 8# CNTNR, ROCKMOUNT RESEARCH, 1223, INSPECTION REQ'D
3460000023 | ACTIVE | 02020806 | 02020806 | 2 | EA | MECH | ADAPTER, ARBOR, 3/8"X 1/4" SHANK, WEILER BRUSH CO, 07727
3460000122 | ACTIVE | 33333333 | 02020806 | 140 | EA | TOOL | ADAPTER, TOOL, ARBOR/ABRASIVE WHL, 1/4"DIA X 5/8"SHANK, MERIT ABRASIVE PRODUCTS I, QC4
3030053536 | ACTIVE | 33333333 | 02020807 | 2 | EA | MECH | BELT, DRIVE, V, 0.656", 0.438"THK, 55.000"INNER CIR, 57.800"OUTER CIR, NATIONAL PRODUCTS, INC., B55
5315160977 | ACTIVE | 02020808 | 02020808 | 8 | EA | MECH | KEY, CENTERLINE, GENERAL ELECTRIC, 107A5163P0001
9150489152 | ACTIVE | 02020810 | 02020810 | 4 | CA | CHEM | LUBRICANT, COUPLING, GREASE, 5# CAN, (KOP-FLEX) KOPPERS CO, KHP*5LB; WU:BOILER FEED PUMP COUPLING LUBE & F.O. FANS, U-3&4
0100004601 | ACTIVE | 02020811 | 02020811 | 1 | EA | MECH | FILTER, PARTICULATE, SCREEN, 5 MICRON, OIL FILTRATION SYSTEMS, OFS-413X-3B, WU:U-3&4 OIL VACUUM DEHYDRATER 2 GPM
0100003898 | ACTIVE | 02020811 | 02020811 | 2 | EA | MECH | FILTER, COALESCER ELEMENT, 10 GPM, OIL FILTRATION SYS, OFS-4565C, MDL:VDOPS-10VFD-820X-24KW-480; WU:U-3&4 PORTABLE LUBE OIL FILTER
0100003897 | ACTIVE | 02020811 | 02020811 | 1 | EA | MECH | FILTER, INTAKE, AIR, 10 GPM, OIL FILTRATION SYSTEMS, 0FS-S405-1B, MDL VDOPS-10VFD-820X-24KW-480; WU:U-3&4 PORTABLE LUBE OIL FILTER
0100003900 | ACTIVE | 02020811 | 02020811 | 1 | EA | MECH | O-RING, VITON , OIL FILTRATION SYS, OR-13-1/4-40.84,WU:U-3&4 PORTABLE LUBE OILFILTER, VACUUM TOWER FRONT COVER, 10 GPM
0100003899 | ACTIVE | 02020811 | 02020811 | 1 | EA | MECH | O-RING, VITON, NATIONAL OIL SEAL, 372, WU: U-3&4 PORTABLE LUBE OIL FILTER PARTICULATE HOUSING, 10 GPM
0100003901 | ACTIVE | 02020811 | 02020811 | 2 | EA | MECH | O-RING, VITON, OIL FILTRATION SYSTEMS, OR-6.75-3/16-21.21, BACK BOTTOM PLATE, 10 GPM
0100002293 | ACTIVE | 02020812 | 02020812 | 2 | EA | MECH | VALVE, CHECK, 1-1/4", BALL/CRTG ASSY, 5/8" PLUNGER, ALLOY 20 BODY, NON-ASB, MILTON ROY 221-0263-003, WU:U-3&4 PHOSPHATE FEED PMPS,MDL C,ITEM 221J
0100005120 | ACTIVE | 33333333 | 02020812 | 4 | EA | MECH | VALVE, BALL, W/ ACTUATING ARM, 1", IPS, NON-ASB, GRAINGER, 2LVG7, WU: PLANT WIDE SAFETY SHOWERS
0100004038 | ACTIVE | 02020813 | 02020813 | 3 | EA | MECH | FILTER, KIT, FILTER/SILENCER, 6"DIA, 3/4" NPT OUTLET, 4"THK, #15 ELEMENT (POLYESTER), SOLBERG, FS-15-075, GRAINGER 4Z679
0100004039 | ACTIVE | 02020813 | 02020813 | 4 | EA | MECH | ELEMENT, FILTER, INTAKE, REPLACEMENT CARTRIDGE, 3"ID, 4-3/8"OD, 2-5/16" HT, POLYESTER, SOLBERG,15, GRAINGER 1R416
3030053114 | ACTIVE | 02020814 | 02020814 | 2 | MS | MECH | BELT, DRIVE, V/WDG, (MATCH SET OF 4), 0.625"W, 0.531"THK, 140.000" OUTER CIR, ALLIS CHALMERS CORP., 5VX1400
0100003943 | ACTIVE | 02020815 | 02020815 | 2 | EA | ELEC/INS | ACTUATOR, RACK & PINION, ALLEN SHERMAN-HOFF, 223315, WU:U1,2,3,4, BAGHOUSE AIRLOCK EQUALIZER VALVE
4720000795 | ACTIVE | 02020816 | 02020816 | 100 | FT | MECH | TUBING, TYGON, 1/2"ID, 5/8"OD, 1/16"WT, 50'L, VWR 89403-894
4730119692 | ACTIVE | 02020820 | 02020820 | 4 | EA | MECH | UNION, PIPE, 1-1/4" NPS, SA105, SOCKETWELD, 3000 LB, ANY MFG, BY DESCRP
4730124072 | ACTIVE | 02020820 | 02020820 | 6 | EA | MECH | TEE, PIPE, SA105 FS, SCKTWELD, 1-1/4", 3000 LB, ANY MFG, BY DESCRP
4730120187 | ACTIVE | 33333333 | 02020820 | 4 | EA | MECH | ELBOW, PIPE, SA105, 90 DEG, NPS, 1-1/4", 3000 LB, SOCKET WELD, ANY MFG BY DESCRP
4730113299 | ACTIVE | 02020821 | 02020821 | 3 | EA | MECH | UNION, PIPE, 1-1/4" NPS, SA105, THDED NPT, 3000 LB, ANY MFG, BY DESCRP
4730104140 | ACTIVE | 02020821 | 02020821 | 9 | EA | MECH | CAP, PIPE, 1-1/4" FNPT, FS, SA105, 3000 LB, ANY MFG, BY DESCRP
4730111350 | ACTIVE | 02020821 | 02020821 | 11 | EA | MECH | COUPLING, PIPE, FS, SA105, THDED, NPS 1-1/4", 3000#, ANY MFG, BY DESCRP
4730111269 | ACTIVE | 02020821 | 02020821 | 6 | EA | MECH | PLUG, PIPE, 1-1/4" MNPT, FS, SA105, HEX HD, 3000 LB, ANY MFG, BY DESCRP
5955000046 | ACTIVE | 02020822 | 02020822 | 1 | EA | ELEC/INS | TRANSDUCER, 646 ELECTRO-PNEU, 4-20 MA DC, 3-15 PSI, 1/2 NPT, FISHER CONTROLS, 646-317-33033, WU: COAL HANDLING VIB FEEDER
5330184671 | ACTIVE | 02020824 | 02020824 | 12 | EA | MECH | GASKET, TAPERED, 12", BLACK RUBBER 1, NON-ASBESTOS, UNITED CONVEYOR CORP, 17066
5330172734 | ACTIVE | 02020824 | 02020824 | 8 | EA | MECH | GASKET, TAPERED, 10", BLACK RUBBER, NON-ASBESTOS, UNITED CONVEYOR CORP, 17065
5330199661 | ACTIVE | 02020824 | 02020824 | 6 | EA | MECH | GASKET, TAPERED, RUBBER, 4"X 5"X 6", NON-ASBESTOS, UNITED CONVEYOR CORP, 17061
4730116847 | ACTIVE | 02020901 | 02020901 | 6 | EA | MECH | CONNECTOR, TUBING, BRASS, 1/2" TUBE X 1/2" FNPT, SWAGELOK (ONLY), B-810-7-8
4730121706 | ACTIVE | 02020901 | 02020901 | 22 | EA | MECH | CONNECTOR, TUBING, BRASS, 3/8" TUBE X 1/2" FNPT, SWAGELOK (ONLY), B-600-7-8
4730121714 | ACTIVE | 02020901 | 02020901 | 15 | EA | MECH | CONNECTOR, TUBING, BRASS, 1/2" TUBE X 3/8" FNPT, SWAGELOK (ONLY), B-810-7-6
4730112689 | ACTIVE | 02020901 | 02020901 | 6 | EA | MECH | CONNECTOR, TUBING, BRASS, 1/2" TUBE X 1/4" FNPT, SWAGELOK (ONLY), B-810-7-4
4730112127 | ACTIVE | 02020901 | 02020901 | 3 | EA | MECH | CONNECTOR, TUBING, BRASS, 1/4" TUBE X 1/2" FNPT, SWAGELOK (ONLY), B-400-7-8
4730106913 | ACTIVE | 02020901 | 02020901 | 6 | EA | MECH | CONNECTOR, TUBING, BRASS, 3/8" TUBE X 3/8" FNPT, SWAGELOK (ONLY), B-600-7-6
4730117951 | ACTIVE | 02020901 | 02020901 | 9 | EA | MECH | CONNECTOR, TUBING, BRASS, 1/4" TUBE X 1/8" FNPT, SWAGELOK (ONLY), B-400-7-2
4730108869 | ACTIVE | 02020901 | 02020901 | 20 | EA | MECH | CONNECTOR, TUBING, BRASS, 1/4" TUBE X 3/8" MNPT, SWAGELOK (ONLY), B-400-1-6
4730110972 | ACTIVE | 02020901 | 02020901 | 8 | EA | MECH | CONNECTOR, TUBING, BRASS, 1/4" TUBE X 1/4" FNPT, SWAGELOK (ONLY), B-400-7-4
4730104512 | ACTIVE | 02020901 | 02020901 | 40 | EA | MECH | CONNECTOR, TUBING, BRASS, 1/4" TUBE X 1/8" MNPT, SWAGELOK (ONLY), B-400-1-2
4730115351 | ACTIVE | 02020901 | 02020901 | 63 | EA | MECH | CONNECTOR, TUBING, BRASS, 1/4" TUBE X 1/4" MNPT, SWAGELOK (ONLY), B-400-1-4
4730110998 | ACTIVE | 02020903 | 02020903 | 14 | EA | MECH | CONNECTOR, TUBING, BRASS, 1/2" TUBE X 1/2" MNPT, SWAGELOK (ONLY), B-810-1-8
4730107531 | ACTIVE | 02020903 | 02020903 | 6 | EA | MECH | CONNECTOR, TUBING, BRASS, 3/8" TUBE X 1/2" MNPT, SWAGELOK (ONLY), B-600-1-8
4730111590 | ACTIVE | 02020903 | 02020903 | 46 | EA | MECH | CONNECTOR, TUBING, BRASS, 1/2" TUBE X 3/8" MNPT, SWAGELOK (ONLY), B-810-1-6
4730119163 | ACTIVE | 02020903 | 02020903 | 29 | EA | MECH | CONNECTOR, TUBING, BRASS, 1/4" TUBE X 1/2" MNPT, SWAGELOK (ONLY), B-400-1-8
4730105832 | ACTIVE | 02020903 | 02020903 | 25 | EA | MECH | CONNECTOR, TUBING, BRASS, 3/8" TUBE X 3/8" MNPT, SWAGELOK (ONLY), B-600-1-6
4730110915 | ACTIVE | 02020903 | 02020903 | 50 | EA | MECH | CONNECTOR, TUBING, BRASS, 3/8" TUBE X 1/4" MNPT, SWAGELOK (ONLY), B-600-1-4
4730121649 | ACTIVE | 02020903 | 02020903 | 38 | EA | MECH | CONNECTOR, TUBING, BRASS, 3/8" TUBE X 1/8" MNPT, SWAGELOK (ONLY), B-600-1-2
0100004401 | ACTIVE | 33333333 | 02020904 | 4 | EA | MECH | MANIFOLD, 3 VALVE PIPE TO FLANGE, SWAGELOK, SS-V3NBF8-FL
0100004400 | ACTIVE | 33333333 | 02020904 | 10 | EA | MECH | MANIFOLD, VALVE, 2 VALVE PIPE TO FLANGE, SWAGELOK, SS-V2BF8-FL
0100004399 | ACTIVE | 33333333 | 02020904 | 2 | EA | MECH | MANIFOLD, 2 VALVE, SWAGELOK, SS-V2BF8, WU:VALVE FOR IGP10 & IAP10
0100004398 | ACTIVE | 02020904 | 02020904 | 1 | EA | MECH | BRACKET, MOUNTING, UNIVERSAL, SWAGELOK, SS-MB-VBK, WU: ALL "V" SERIES MANIFOLDS
0100006266 | ACTIVE | 02020905 | 02020905 | 2 | EA | ELEC/INS | CABLE, 5 LSZH TERM, 1.0 M, FBM 2XX, RH928AW, INVENSYS SYSTEM INC, WU:U1-4, DCS SYSTEM
0100006252 | ACTIVE | 02020905 | 02020905 | 2 | EA | ELEC/INS | CABLE, FBM 2XX BASE TO BASE, LSZH, 0.12M, INVENSYS SYSTEM INC, RH916NK, WU:U1-4 DCS SYSTEM
4810113995 | ACTIVE | 02020907 | 02020907 | 4 | EA | ELEC/INS | VALVE, SOLENOID, 2-WAY, 30 PSI, 115 V, 1/4", NON-ASB, INTERNATIONAL POLYMER SOLUTIONS, INC, M442C1AFS-HT, CEM
5935234038 | ACTIVE | 99999999 | 02020908 | 10 | EA | ELEC/INS | HOLDER, LAMP, H2O TIGHT, 2 WIRE LEADS, 15 A, 600 V, 660 W, DANIEL WOODHEAD INC., 606
5975258178 | ACTIVE | 02020908 | 02020908 | 12 | EA | ELEC/INS | HOLDER, LAMP, SCKT, #14 AWG WIRE LEADS, 15 A, 600 V, 300 W, DANIEL WOODHEAD INC., 1262
6210000268 | ACTIVE | 02020908 | 02020908 | 6 | EA | ELEC/INS | HOLDER, LAMP, PORCELAIN, MEDIUM, LEVITON MFG CO., 10045
6250000103 | ACTIVE | 02020908 | 02020908 | 1 | EA | ELEC/INS | HOLDER, LAMP, PORCELAIN, MEDIUM, 250 V, 660 W, EAGLE ELEC MFG, 604BOX
5330171124 | ACTIVE | 02020909 | 02020909 | 2 | EA | MECH | O-RING, 437, 6"ID X 1/4", VITON, BYRON JACKSON, 568437-MG
5330176271 | ACTIVE | 02020909 | 02020909 | 2 | EA | MECH | O-RING, 278, 12"ID X 1/8", ETHYL PROPYLENE RUBBER, BYRON JACKSON, 568278-MG
5330178798 | ACTIVE | 02020909 | 02020909 | 8 | EA | MECH | O-RING, 14-5/8"ID X 1/8, BUNA-N, ANCHOR PACKING, BY DESCRP, WU:JOHNSTON VERT PUMP TYP B, 36X14, S/N TH1423, 3&4 CONDSAT
5330176206 | ACTIVE | 02020909 | 02020909 | 3 | EA | MECH | O-RING, 279, 13"ID X 1/8", BUNA-N, JOHNSTON PUMP FACTORY, 568-279
5330185967 | ACTIVE | 02020909 | 02020909 | 2 | EA | MECH | O-RING, 2-1/4"ID X 3/32, BUNA-N, THE ANCHOR PACKING CO, BY DESCRP
5970253547 | ACTIVE | 33333333 | 02020911 | 132 | FT | ELEC/INS | TUBING, HEAT SHRINK, 1/4", 4L, RAYCHEM, RNF-100
0100002102 | ACTIVE | 33333333 | 02020912 | 4 | EA | MECH | ELEMENT, FILTER, HPU, GENERAL ELECTRIC, 373A5940P0001, WU:U-3&4 A&B BFP TURBINE CONTROLS
0100002083 | ACTIVE | 99999999 | 02020912 | 5 | EA | ELEC/INS | RELAY, OEM, GENERAL ELECTRIC, 362B9463P0001, UNITS 3&4 A&B BOILER FEED PUMP TURBINE CONTROLS
0100002088 | ACTIVE | 99999999 | 02020912 | 2 | EA | ELEC/INS | BREAKER, CIRCUIT, OEM, 4 A, GENERAL ELECTRIC, 366B1458P0006, WU: U3&4 A&B BF PUMP TURBINE CONTROLS
0100006248 | ACTIVE | 02020914 | 02020914 | 3 | EA | ELEC/INS | PROCESSOR, FCP270 CONTROL, NETWORK CONNECTIONS ARE 100MBPS FIBER OPTIC, BASEPLATE MOUNTED, INVENSYS SYSTEMS INC, PO917YZ, WU:ALL UNITS DCS
0100006262 | ACTIVE | 33333333 | 02020914 | 3 | EA | ELEC/INS | MODULE,FBM207B CONTACT SENSE INPUT,24VDC,CH ISOLATED 16DIN,INVENSYS SYSTEM INC,RH914WH,WU:ALL UNITS DCS SYS
0100006128 | ACTIVE | 02020914 | 02020914 | 1 | EA | ELEC/INS | PROBE,7"LG,316 SS,TIP INSUL,UCC,34240-00700,WU:U1 ECONOMIZER ASH SYSTEM
0100006265 | ACTIVE | 02020914 | 02020914 | 2 | EA | ELEC/INS | ASSEMBLY, COMPRESSION POLYAMIDE TA, FBM224/FBM230/FM231, NON-ASB, INVENSYS SYSTEM INC, RH926GH, WU:ALL UNITS DCS SYS
0100006255 | ACTIVE | 02020914 | 02020914 | 4 | EA | ELEC/INS | ASSEMBLY, COMPRESSION TERM, POLYAMIDE FBM201, NON-ASB, INVENSYS SYSTEM INC, RH916XG, WU:ALL UNITS DCS SYS
6105288655 | ACTIVE | 02020916 | 02020916 | 2 | EA | ELEC/INS | MOTOR, FAN, ELECTRIC, ODP, 1/2 HP, 1725 RPM, 48 FR,115/230 V, 1 PH, 60 HZ, BALDOR, RL1209A
6105289398 | ACTIVE | 02020916 | 02020916 | 1 | EA | ELEC/INS | MOTOR, BLOWER, ELECTRIC, FAN, 1/3 HP, 1075 RPM, 48Y FRAME, 115 V, 1 PH, 60 HZ, 6.5 A, CENTURY, OLE1036A, WU:U-3 FLUIDIZING BLOWER H.E.F
0100004395 | ACTIVE | 02020919 | 02020919 | 1 | EA | ELEC/INS | TRANSMITTER, PRESSURE, GAUGE, GP10, D RANGE, INVENSYS, IGP10-T22D01F-L1, WU: PLANT WIDE
0100004391 | ACTIVE | 02020919 | 02020919 | 1 | EA | ELEC/INS | TRANSMITTER, PRESSURE, ABSOLUTE, AP10, C RANGE, INVENSYS, IAPIOS-T22D1FA0000-200 PSIA, WU: PLANT WIDE
0100004152 | ACTIVE | 33333333 | 02020922 | 8 | EA | TOOL | RADIO, COMMUNICATION, PR400, UHF, 4 WATT, TWO-WAY, 32 CH W/DISPLAY, SUB ST W/1300MAH NIMHFM/IS EXPLOSION PROOF, MOTOROLA, AAH65RDF9AA3AN/QA0
4240000978 | ACTIVE | 02020924 | 02020924 | 1 | EA | SAFETY | HOOD, WELDING, W10 HSL 2 PASSIVE WELDING HELMET, LIFT FRONT, W/386 CAP ADAPTER, JACKSON, 14972
0100001447 | ACTIVE | 33333333 | 02021002 | 7 | EA | MECH | GASKET, FULL FACE, 8" X 1/8"THK, 300# GARLOCK, NON-ASBESTOS, FOUR STATES GASKET, BY DESCRP
0000000298 | ACTIVE | 33333333 | 02021002 | 2 | EA | MECH | GASKET, FULL FACE, 8", 150#, NON-ASBESTOS, UNITED CONVEYOR CORP, 408723-6, WU: #2 PADDLE MIXER SPROCKET UNLOADER HOUSE
3110066234 | ACTIVE | 33333333 | 02021005 | 3 | ST | MECH | BEARING, CONE/CUP, 1.0000"ID, 2.5625"OD, 0.8750"W, TAP, STOCK EQUIP. CO., B-143, (CONE-23100, CUP-23256) WU:RADIANT BOILER & FEEDER, U-3&4
3110060989 | ACTIVE | 33333333 | 02021005 | 6 | EA | MECH | BEARING, TAPERED CONE, 0.5000"ID, 0.4326"W, TIMKEN CO, A-4050, 0.046 IN
3110061284 | ACTIVE | 02021005 | 02021005 | 7 | EA | MECH | BEARING, TAPERED CONE, 0.8125"ID, 0.7813"W, FEDERAL-MOGUL, 12580, WU:REACTOR CLIARIFIER RAKE DRIVE, 0.062 IN
6685371194 | ACTIVE | 02021006 | 02021006 | 1 | EA | ELEC/INS | THERMOSTAT, CONTROL, DIGITAL/RTD, 0-1000 DEG F, OMEGA ENGINEERING INC., 4202A-PF1
6685371244 | ACTIVE | 02021006 | 02021006 | 1 | EA | ELEC/INS | THERMOCOUPLE, ASSY, W/HEAD, TYPE E, 2-1/2" STEM, OMEGA ENGINEERING INC., NSA-CXSS-316G-2-1/2
6685362763 | ACTIVE | 02021006 | 02021006 | 5 | EA | ELEC/INS | HEAD, THERMOCOUPLE, 1/2", CI, THDED, OMEGA ENGINEERING INC., NB1-0
6685362771 | ACTIVE | 02021006 | 02021006 | 1 | EA | ELEC/INS | HEAD, THERMOCOUPLE, 1/2", CAST AL, THDED, OMEGA ENGINEERING INC., NBB-0
5940239691 | ACTIVE | 02021006 | 02021006 | 2 | EA | ELEC/INS | BLOCK, TERMINAL, CERAMIC, OMEGA ENGINEERING INC., CH48, WU:REPAIR KITS FOR THERMOCOUPLE ASSYS
5940239683 | ACTIVE | 02021006 | 02021006 | 5 | EA | ELEC/INS | BLOCK, TERMINAL, CERAMIC, OMEGA ENGINEERING INC., CH47, WU:REPAIR KITS FOR THERMOCOUPLE ASSYS
5940239675 | ACTIVE | 02021006 | 02021006 | 1 | EA | ELEC/INS | BLOCK, TERMINAL, CERAMIC, OMEGA ENGINEERING INC., CH74, WU:REPAIR KITS FOR THERMOCOUPLE ASSYS
5940239709 | ACTIVE | 02021006 | 02021006 | 4 | EA | ELEC/INS | BLOCK, TERMINAL, CERAMIC, OMEGA ENGINEERING INC., CH73, WU:REPAIR KITS FOR THERMOCOUPLE ASSYS
5307152453 | ACTIVE | 99999999 | 02021008 | 3 | EA | MECH | STUD, TURBINE, TAP, GENERAL ELECTRIC, U606P212L1037, WU: GE TURBINES 170X763,170X764, SEQ 5286, SHELL HI PRESS PACKING HEAD, U-3&4
5307150044 | ACTIVE | 33333333 | 02021008 | 1 | EA | MECH | STUD, TURBINE, TAP, GENERAL ELECTRIC, U606P112L1112
5307150234 | ACTIVE | 99999999 | 02021008 | 2 | EA | MECH | STUD, TURBINE, TAP, GENERAL ELECTRIC, U606P312L0862
5307150291 | ACTIVE | 99999999 | 02021008 | 2 | EA | MECH | STUD, TURBINE, TAP, GENERAL ELECTRIC, U606P112L0912
5307150176 | ACTIVE | 99999999 | 02021008 | 2 | EA | MECH | STUD, TAP, GE, U606P210L0737L, WU:GE TURBINES 170X650,763,764, SEQ 5286, SHELL HI PRES PACKING HEAD,HOLE 125-126, U-1,HOLE 121-122, U-3&4
5307150424 | ACTIVE | 02021008 | 02021008 | 16 | EA | MECH | STUD, TAP, GENERAL ELECTRIC COMPANY, 06915956P0003
0100001854 | ACTIVE | 02021009 | 02021009 | 28 | EA | MECH | BELT, DRIVE, V, MULTIPLE TYPE, GATES, B28, WU:U-3&4 BLDG EXHAUST FANS (DOGHOUSE)
5305143462 | ACTIVE | 99999999 | 02021010 | 250 | EA | MECH | SCREW, CAP, 5/16" X 6", HEX, ZINC PLTD CS, 18 TPI, GRD 5
0100004048 | ACTIVE | 02021011 | 02021011 | 2 | EA | MECH | GASKET, COUPLING, TAG #301,6", TAPERED, BLACK RUBBER, NON-ASBESTOS, DIAMOND POWER INTERNATIONAL, 4893-1, WU:U1&U4 BOTTOM ASH 8" HYDROEJECTOR
0100004800 | ACTIVE | 02021011 | 02021011 | 4 | EA | MECH | PIN, STOP, DIAMOND POWER, 321420-1125, WU:U3&4 IK'S
0100005003 | ACTIVE | 02021011 | 02021011 | 7 | EA | MECH | O-RING, SILICONE RED RUBBER, DIAMOND POWER, 100529, WU:ALL UNITS B/H AIRLOCKS
5330188656 | ACTIVE | 02021012 | 02021012 | 4 | EA | MECH | GASKET, VALVE, 5"ID X 4"OD X 0.175"THK, 714 DEG F/171 PSI, NON-ASBESTOS, GENERAL ELECTRIC CO., 101A782AD-1-12-C01
5330195438 | ACTIVE | 02021012 | 02021012 | 1 | EA | MECH | GASKET, FULL FACE, 12" X 1/16"THK, 150#, NON-ASBESTOS, RICHARD KLINGER INC., C4400
5330175901 | ACTIVE | 33333333 | 02021012 | 1 | EA | MECH | GASKET, 2.03 ID X 2.31 OD X .125 THK,1050 DEG F/2400 PSI, NON-ASBESTOS, GENERAL ELECTRIC CO., 101A782AD-102, WU: 001 GE BOILER FEED PUMP TURBINES
5330214858 | ACTIVE | 99999999 | 02021013 | 8 | EA | MECH | RING, SEALING, GENERAL ELECTRIC, U530P000MGAL2, WU:GE TRBN 170X76O, SEQ5207, 5209, SHELL HI PRES INR UPR LOW, U-3
5307150358 | ACTIVE | 02021014 | 02021014 | 30 | EA | MECH | STUD, B7 GR, 3/4"DIA, 4-3/4"L, ALLOY STL A193, ANSI/ASTM, ANY MFG, BY DESCRP
5307150697 | ACTIVE | 02021014 | 02021014 | 26 | EA | MECH | STUD, B7 GR, 7/8"DIA, 5-3/4"L, ALLOY STL A193, ANSI/ASTM, ANY MFG, BY DESCRP
5307150788 | ACTIVE | 02021014 | 02021014 | 12 | EA | MECH | STUD, 7/8"DIA, 5"L, 9 TPI, STL, UNC, ANY MFG, BY DESCRP
5307150770 | ACTIVE | 02021014 | 02021014 | 26 | EA | MECH | STUD, B7 GR, 7/8"DIA, 4-1/2"L, 9 TPI, STL, UNC, ANSI/ASTM, ANY MFG, BY DESCRP
5307150747 | ACTIVE | 02021014 | 02021014 | 170 | EA | MECH | STUD, B7 GR, 3/4"DIA, 4"L, ALLOY STL A193, ANSI/ASTM, ANY MFG, BY DESCRP, WU:SO2 PLANT, UNIT 4
0100004216 | ACTIVE | 33333333 | 02021015 | 1 | EA | ELEC/INS | TRANSMITTER, LEVEL, SUBMERSIBLE, 12-28VDC, 4-20MA, 0-15PSI, STD W/35FT CABLE (P/N:K515076), DREXELBROOK, 575SB0015NLS, WU: U-1,2,3,4 CLNG TOWER
0100004217 | ACTIVE | 33333333 | 02021015 | 1 | EA | ELEC/INS | TRANSMITTER, LEVEL, SUBMERSIBLE, 12-40 VDC, 4-20MA, 0-6 PSI, STD NUT/CABLE 15 FT, 316LSS, SILICONE OIL, AMETEK, 575SB-0006NLS-(15.0), WU:U3&4 CT
4730121557 | ACTIVE | 02021016 | 02021016 | 4 | EA | MECH | ELBOW, TUBE, BRS, 90 DEG, 1/4" TUBE X 1/2" MNPT, SWAGELOK ONLY, B-400-2-8
4730121573 | ACTIVE | 02021016 | 02021016 | 14 | EA | MECH | ELBOW, TUBE, BRS, 90 DEG, 3/8" X 1/2", TUBE X MNPT, SWAGELOK ONLY, B-600-2-8
4730106293 | ACTIVE | 02021016 | 02021016 | 20 | EA | MECH | ELBOW, TUBE, BRS, 90 DEG, 1/2", TUBE X MNPT, SWAGELOK ONLY, B-810-2-8
4730121565 | ACTIVE | 02021016 | 02021016 | 21 | EA | MECH | ELBOW, TUBE, BRS, 90 DEG, 3/8", TUBE X MNPT, SWAGELOK ONLY, B-600-2-6
4730121730 | ACTIVE | 02021016 | 02021016 | 14 | EA | MECH | ELBOW, TUBE, BRS, 90 DEG, 1/2" X 3/8", TUBE X MNPT, SWAGELOK ONLY, B-810-2-6
4730115047 | ACTIVE | 02021016 | 02021016 | 58 | EA | MECH | ELBOW, TUBE, BRASS, 90 DEG, 3/8" X 1/4", TUBE X MNPT, SWAGELOK ONLY, B-600-2-4
4730121581 | ACTIVE | 02021016 | 02021016 | 18 | EA | MECH | ELBOW, TUBE, BRS, 90 DEG, 1/2" X 1/4", TUBE X MNPT, SWAGELOK, B-810-2-4
4730121540 | ACTIVE | 02021016 | 02021016 | 20 | EA | MECH | ELBOW, TUBE, BRS, 90 DEG, 1/4" TUBE X 3/8" MNPT, SWAGELOK ONLY, B-400-2-6
0000000141 | ACTIVE | 33333333 | 02021020 | 2 | EA | MECH | FILTER,AIR,CARQUEST,87494
5010000890 | ACTIVE | 02021021 | 02021021 | 2 | EA | MECH | HOUSING, CRTG, 304 SS BODY, 316SS HEAD, 300 PSI/200 DEG F, AMF CUNO / PROCESS EQUIP, 47783-01
5010004371 | ACTIVE | 02021021 | 02021021 | 5 | EA | MECH | CARTRIDGE, WATER FILTER, AMF CUNO/PROCESS EQUIP, AC-46332-04, WU: POTABLE WATER LINE, FILTER UNDER COUNTERS, FOR PLANT ICE MACHINES/COFFEE MAKERS
0100001858 | ACTIVE | 02021102 | 02021102 | 39 | LB | TOOL | ELECTRODE, WELDING, TIG ROD, 3/32"DIA, HELIARC, ER320LR, MILL TEST REPORT REQ'D,(10# CONT), OXFORD ALLOYS, BY DESCRP, INSPECTION REQ'D
3110073222 | ACTIVE | 33333333 | 02021104 | 2 | EA | MECH | BEARING, CYL, ROLLER, STRAIGHT, 3.5433"ID, 7.4803"OD, 2.5197"W, SEPERABLE INNER RACE, NTN BRG CORP OF AMERI, NU2318E1NRC4
3110069816 | ACTIVE | 02021104 | 02021104 | 2 | ST | MECH | BEARING, CONE/CUP, 2.3750"ID, 4.8125"OD, 2.0313"W, TAP, TIMKEN CO, 5535 + 5583, WU:001 GEAR DRIVE, SIZ
3110059494 | ACTIVE | 02021106 | 02021106 | 2 | EA | MECH | BEARING, TAPERED CONE, 1.3750"ID, 0.72, SNR CORP, LM48548, 0.2753 IN
3110059387 | ACTIVE | 02021107 | 02021107 | 2 | EA | MECH | BEARING, TAPERED CONE, 2.5"ID, 0.8661"W, FEDERAL-MOGUL CORP, 39250, WU:LIMITORQUE VLV SB-00 OPERATOR #393529A, S/N 237009 UNIT 4, 0.08 IN
3110061854 | ACTIVE | 02021107 | 02021107 | 4 | EA | MECH | BEARING, TAPERED CONE, 2.2500"ID, 0.8640"W, FEDERAL - MOGUL CORP., 387, WU:BURHANS-SHARPE ROCLAR SMP MXER ,S/N 27600,MOD 1TO57,U3 RCC, 0.093 IN
4730117548 | ACTIVE | 02021108 | 02021108 | 12 | EA | MECH | SHIELD, TUBE, 2-1/4"DIA, 10 GA WT, 316SS, 90 DEG CURVE/180 DEG WRAP, ANY MFG, BY DESCRP, 3" RADIUS, STYLE CAO, WU: BOILER REPAIR U-2 ONLY
0100003062 | ACTIVE | 33333333 | 02021109 | 4 | EA | MECH | VALVE, 3-WAY, ANCHOR, 1/2", NON-ASB, BABCOCK & WILCOX, 6346916, WU: ALL UNITS BAGHOUSE OUTLET DAMPER
0100001810 | ACTIVE | 33333333 | 02021109 | 1 | RO | OFF/JAN | LABEL, RIGHT-TO-KNOW, NFPA DIAMOND, 6" X 4", (200EA/RO) WU:NFPA PRINTER
0100003010 | ACTIVE | 33333333 | 02021109 | 4 | ST | MECH | PACKING, NON-ASB, BABCOCK & WILCOX, 6344047, WU: U1-4 BAGHOUSE, INLET DAMPERS
0100003011 | ACTIVE | 33333333 | 02021109 | 28 | ST | MECH | PACKING, NON-ASB, BABCOCK & WILCOX, 6344687, WU:U-3&4 BAGHOUSE BYPASS, OUTLET, INLET DAMPERS
5305145426 | ACTIVE | 02021110 | 02021110 | 8 | EA | MECH | BOLT, EYE, 1/2" X 1-1/2" SHOULDER PATTERN, AMERICAN MADE
5305148800 | ACTIVE | 33333333 | 02021110 | 1 | EA | MECH | BOLT, EYE, 7/16" X 1-3/8", SHOULDER PATTERN, AMERICAN MADE
5305146234 | ACTIVE | 02021110 | 02021110 | 4 | EA | MECH | BOLT, EYE, 3/8" X 1-1/4", SHOULDER PATTERN, AMERICAN MADE
5305145632 | ACTIVE | 02021110 | 02021110 | 8 | EA | MECH | BOLT, EYE, 1/4" X 1", SHOULDER PATTERN, AMERICAN MADE
5305147398 | ACTIVE | 02021110 | 02021110 | 3 | EA | MECH | BOLT, EYE, 5/16" X 1-1/8", SHOULDER PATTERN, AMERICAN MADE
4210000453 | ACTIVE | 02021111 | 02021111 | 2 | EA | MECH | NOZZLE, FIRE HOSE/FOG, 2-1/2", LEXAN, NST, ADJABLE STREAM/RED, FARMINGTON FIRE EQUIPMENT, 44-1575N, WU:INDUSTRIAL WASHDOWN EQUIPMENT
4210000750 | ACTIVE | 02021111 | 02021111 | 12 | EA | MECH | NOZZLE, FIRE HOSE/FOG, 1-1/2", LEXAN, NST, ADJABLE STREAM/RED, FARMINGTON FIRE 44-1575N, WU:FIRE PROTECTION SYSTEM, PLANT WIDE HOSE REEL STATIONS
4730133594 | ACTIVE | 02021111 | 02021111 | 18 | EA | MECH | NOZZLE, IPT, FOG/WASHDOWN, 1-1/2", FLEXAN, THDED, ADJABLE STREAM/RED, UNITED FIRE EQUIP. CO., 44-1575I
6135000013 | ACTIVE | 02021112 | 02021112 | 104 | EA | ELEC/INS | BATTERY, DRY, SPRING TOP, 6 V, EVEREADY BATTERY, 509
3439002480 | ACTIVE | 02021113 | 02021113 | 7 | CT | TOOL | ELECTRODE, WELDING, ROD, 3/32"DIA, 680,(5.5# CONT), ROCKMOUNT RESEARCH, 1103
0100003012 | ACTIVE | 02021114 | 02021114 | 4 | EA | MECH | BEARING, 3.50 "DIA, CARBON, HIGH TEMP, BABCOCK & WILCOX, 6346919, WU: U1-4 BAGHOUSE BYPASS DAMPERS, OUTLET/INLET
5305144734 | ACTIVE | 02021115 | 02021115 | 193 | EA | MECH | SCREW, CAP, 7/16" X 2", HEX, 316 SS, 14 TPI
5310153126 | ACTIVE | 99999999 | 02021115 | 30 | EA | MECH | NUT, HEX, 7/16", 316 SS, 14 TPI, ANY MFG, BY DESCRP
5305143736 | ACTIVE | 99999999 | 02021115 | 44 | EA | MECH | SCREW, CAP, HEX, 7/16" X 1", HEX, 316 SS, 14 TPI
5310155592 | ACTIVE | 99999999 | 02021115 | 275 | EA | MECH | WASHER, FLAT, 7/16", 316 SS, ANY MFG, BY DESCRP
5310154488 | ACTIVE | 99999999 | 02021115 | 350 | EA | MECH | WASHER, LOCK, 7/16", 316 SS
5330228809 | ACTIVE | 02021116 | 02021116 | 1 | EA | MECH | PACKING, RING, 1.13"ID X 1.25"OD X .63"W, (6 PCS=1 SET), NON-ASB, CONTROL COMPONENTS, 255670097
0100006277 | ACTIVE | 02021116 | 02021116 | 1 | KT | MECH | KIT, SOFT GOODS, 6" X 6" 100 DLC, GLOBE, 2500 ASME, CONTROL COMPONENTS, 34111001-SOFT
0100006839 | ACTIVE | 02021116 | 02021116 | 2 | EA | MECH | PACKING, KIT, 2BFW-TCV-660, GF, TF, CONTROL COMPONENTS, 723901001; WU: U-4 SUPERHEAT SPRAY VALVES
5330228825 | ACTIVE | 02021116 | 02021116 | 2 | EA | MECH | GASKET, FLEXITALLIC, NON-ASBESTOS, CONTROL COMPONENTS INC, 255590492
3030055028 | ACTIVE | 02021117 | 02021117 | 10 | EA | MECH | BELT, DRIVE, V, 0.656"W, 0.438"THK, 54.000" INNER CIR,56.800" OUTER CIR, GATES RUBBER CO, B54, WU: TRIPPER DECK WALL EXHAUST FANS, UNIT 4
4730108422 | ACTIVE | 02021118 | 02021118 | 5 | EA | MECH | CAP, PIPE, 2-1/2" FNPT, FS, SA105, 3000 LB, ANY MFG, BY DESCRP
4730105964 | ACTIVE | 02021118 | 02021118 | 10 | EA | MECH | COUPLING, PIPE, FS, SA105, THDED, NPS 2-1/2", 3000#, ANY MFG, BY DESCRP
6210002421 | ACTIVE | 02021123 | 02021123 | 6 | EA | ELEC/INS | GLOBE, FIXTURE, PRISMATIC/VAPOR-TIGHT, 4-3/8"DIA, GL, CLR, 100 WS, THE GENLYTE GROUP, VGP-200
5330188755 | ACTIVE | 33333333 | 02021201 | 2 | EA | MECH | GASKET, TOP, FLEXITALLIC, 26.9 PSI, NON-ASBESTOS, FOUR STATES GASKET, BY DESCRP
5330183160 | ACTIVE | 33333333 | 02021201 | 2 | EA | MECH | GASKET, SPIRAL WOUND, TOP, 69 PSI, NON-ASBESTOS, FOUR STATES GASKET, BY DESCRP
5330224386 | ACTIVE | 02021202 | 02021202 | 1 | KT | MECH | PACKING, KIT, (3) PCKING #105755, (2) GSKETS #123499, NON-ASB, RP ADAMS, SAF-355-400,WU:SBAC AFTERCOOLERS, S/N 162743, WP-SHELL 400PSI, 350 DEG F
5330221267 | ACTIVE | 33333333 | 02021202 | 1 | ST | MECH | PACKING, KIT, PKNG #110913, GSKT #123749, NON-ASB, R.P. ADAMS,110913 & 123749
0100004594 | ACTIVE | 33333333 | 02021203 | 10 | EA | MECH | PLUG, SOCKET, IN-LINE, GT 7#12, AMPHENOL, GTS06CFGG20-15P, WU: PLANT WIDE WELDING MACHINES USE WITH 0100004593 & 0100004595
0100004593 | ACTIVE | 33333333 | 02021203 | 12 | EA | ELEC/INS | RECEPTACLE, CIRCULAR, IN-LINE SIZE 20, 7 WAYS, AMPHENOL, GTS01CF20-15S, WU:PLANT WIDE WELDING MACHINES, USE W/0100004594
0100004595 | ACTIVE | 33333333 | 02021203 | 6 | EA | ELEC/INS | CONNECTOR, CIRCULAR, SIZE 20, 7 WAYS, SQUARE MOUNT, AMPHENOL, GTS030020-15S, WU:PLANT WIDE WELD MACHINES USE WITH 0100004594
5935237130 | ACTIVE | 02021204 | 02021204 | 20 | EA | ELEC/INS | LEAD, ELECTRICAL, TEST, 5000 WVDC V, BRN, BAN PLG X MINIGRABBER, ITT POMONA ELECTRONICS, 3782-36-1
5935237197 | ACTIVE | 02021204 | 02021204 | 20 | EA | ELEC/INS | LEAD, ELECTRICAL, TEST, 5000 WVDC V, GRAY, BAN PLG X MINIGRABBER, ITT POMONA ELECTRONICS, 3782-36-8
5935237205 | ACTIVE | 33333333 | 02021204 | 27 | EA | ELEC/INS | LEAD, ELECTRICAL, TEST, 5000 WVDC V, WH, BAN PLG X MINIGRABBER, ITT POMONA ELEC, 3782-36-9, WU:FORNEY TEST EQUIP, PLANT WIDE
5935237148 | ACTIVE | 02021204 | 02021204 | 22 | EA | ELEC/INS | LEAD, ELECTRICAL, TEST, 5000 WVDC V, ORNG, BAN PLG X MINIGRABBER, ITT POMONA ELECTRONICS, 3782-36-3
5935237213 | ACTIVE | 33333333 | 02021204 | 21 | EA | ELEC/INS | LEAD, ELECTRICAL, TEST, 5000 WVDC V, BLK, BAN PLG X MINIGRABBER, ITT POMONA ELECTRONICS, 3782-60-0
5935236462 | ACTIVE | 02021204 | 02021204 | 23 | EA | ELEC/INS | LEAD, ELECTRICAL, TEST, 5000 WVDC V, BLK, BAN PLG X MINIGRABBER, ITT POMONA ELECTRONICS, 3782-36-0
5935237163 | ACTIVE | 02021204 | 02021204 | 4 | EA | ELEC/INS | LEAD, ELECTRICAL, TEST, 5000 WVDC V, GREEN, BAN PLG X MINIGRABBER, ITT POMONA ELECTRONICS, 3782-36-5
5935237155 | ACTIVE | 02021204 | 02021204 | 10 | EA | ELEC/INS | LEAD, ELECTRICAL, TEST, 5000 WVDC V, YEL, BAN PLG X MINIGRABBER, ITT POMONA ELECTRONICS, 3782-36-4
5975272450 | ACTIVE | 02021205 | 02021205 | 1 | EA | ELEC/INS | NIPPLE, CONDUIT, RIGID, ALUM, 3/4" X 4", ARIZONA ALUM CO, BY DESCRP
5975272427 | ACTIVE | 02021205 | 02021205 | 14 | EA | ELEC/INS | NIPPLE, CONDUIT, RIGID, ALUM, 3/4" X CLOSE, (1-3/8" L) ARIZONA ALUM CO, BY DESCRP
5975272443 | ACTIVE | 02021205 | 02021205 | 1 | EA | ELEC/INS | NIPPLE, CONDUIT, ALUM, 3/4" X 3" RIGID, ARIZONA ALUM CO,BY DESCRP
5975272468 | ACTIVE | 02021205 | 02021205 | 3 | EA | ELEC/INS | NIPPLE, CONDUIT, RIGID/SHORT, ALUM, 1/2" X 1-1/2", ARIZONA ALUM CO, BY DESCRP
5975272435 | ACTIVE | 02021205 | 02021205 | 1 | EA | ELEC/INS | NIPPLE, CONDUIT, RIGID/SHORT, ALUM, 3/4" X 2", ARIZONA ALUM CO, BY DESCRP
7690000026 | ACTIVE | 33333333 | 02021206 | 15 | EA | OFF/JAN | MARKER,E-Z CODE THMS/BTTS CO, WMBW-3
7690000067 | ACTIVE | 02021206 | 02021206 | 4 | EA | ELEC/INS | LABEL, CABLE, CBL/MRKR, ADHSV, WM0-9
7690000083 | ACTIVE | 02021206 | 02021206 | 3 | EA | ELEC/INS | LABEL, CABLE, CBL/MRKR/WRITE-ON, THOMAS/BETTS CO., WMBW-5
7690000232 | ACTIVE | 02021206 | 02021206 | 6 | EA | ELEC/INS | LABEL, CABLE, CBL/MRKR, A-Z
5305144353 | ACTIVE | 99999999 | 02021207 | 10 | EA | MECH | BOLT, OEM, WU: U1,3,&4, GE TURBINES COMBINED HEAT VLV BAL CHAMBER
5305148016 | ACTIVE | 33333333 | 02021207 | 9 | EA | MECH | BOLT, OEM, WU: U3&4 GE TURBINES, DIA HORIZ JOINT
3433000175 | ACTIVE | 02021208 | 02021208 | 2 | EA | TOOL | TIP, TORCH, HEATING, 12, VICTOR EQUIPMENT CO, 12MFA
3433000167 | ACTIVE | 02021208 | 02021208 | 3 | EA | TOOL | TIP, TORCH, HEATING, 10, VICTOR EQUIPMENT COMPANY, 10MFA
3020052894 | ACTIVE | 33333333 | 02021209 | 1 | EA | MECH | PULLEY, DRIVE, 3/4" BORE, 10" DIA, CONGRESS DRIVES, CA-1000
4820120618 | ACTIVE | 02021211 | 02021211 | 2 | EA | MECH | VALVE, GATE, 1-1/2", FS BODY, SCKTWLD, 800#, 1975 PSI/100 DEG F, CR13 DISC & STEM, HF SEAT, NON-ASB, HENRY VOGT, SW12111
0100005598 | ACTIVE | 02021212 | 02021212 | 19 | EA | ELEC/INS | CONNECTOR, CABLE, PLUG, 15 AMP, 14 AWG, DIAMOND POWER INTERNATIONAL, 8423740033, WU: IK-700 POWER CABLE, U-1&4
0100005597 | ACTIVE | 02021212 | 02021212 | 20 | EA | ELEC/INS | CONNECTOR, CABLE, INSULATOR, DIAMOND POWER INTERNATIONAL, 8423760125, WU: IK-700 POWER CABLE, U-1&4
0100005596 | ACTIVE | 02021212 | 02021212 | 20 | EA | ELEC/INS | CONNECTOR, CABLE, 16 AWG, 1/2" NPT, 90 DEG ELBOW, DIAMOND POWER INTERNATIONAL, 8418020046, WU: IK-700 SWITCHES, U-1&4
5330223941 | ACTIVE | 02021213 | 02021213 | 4 | EA | MECH | PACKING, RING, 2.035 X 1.375 X .312W, (2 PCS=1 SET), NON-ASB,( ROCKWELL INTERNATIONAL,957181
5330219253 | ACTIVE | 02021213 | 02021213 | 18 | ST | MECH | PACKING, RING, 5/8"ID X 1-3/16"OD X 1/4"W, (6 PCS=1 SET), NON-ASB, ROCKWELL MFG CO, 2751470
5330218677 | ACTIVE | 02021213 | 02021213 | 2 | EA | MECH | GASKET, 3", TEFLON, NON-ASBESTOS, VALTEK INC, 001886-925-000
5330223966 | ACTIVE | 02021213 | 02021213 | 6 | ST | MECH | PACKING, RING, 7/8"ID X 1-3/8"OD X 1/4"W, (2 PCS=1 SET), NON-ASB, ROCKWELL INTERNATIONAL,957182
4730129808 | ACTIVE | 02021216 | 02021216 | 3 | EA | MECH | ELBOW, PIPE, LR, SA234WPB SEAMLESS, 45 DEG, NPS, 6", SCH XH, BUTTWELD, ANY MFG BY DESCRP , DUP OF CAT ID 4730128875
5365217966 | ACTIVE | 02021217 | 02021217 | 3 | PK | STRUC | SHIM, STOCK, 5"W, 20"L, VARIOUS THK, PLAST, VARIOUS, THE ARTUS CORP, 5" X 20"
0100003928 | ACTIVE | 02021217 | 02021217 | 47 | EA | TOOL | LANYARD, CORD, POWER, 3/16" W, 16" L, BLK, WITH DOMED LOCKING SLIDER, BLACK DUCK, INC, YJWYF-CKHYG, WU:PNM BADGES
5130000895 | ACTIVE | 02021219 | 02021219 | 35 | EA | TOOL | ABRASIVE, WHEEL, CLEAN-N-STRIP CUP, 6"DIA, 1", 7/8", 7000 RPM, RND, THREE M CO., BY DESCRP
5130000903 | ACTIVE | 02021219 | 02021219 | 8 | EA | MECH | ADAPTER, FLAP, DISC/ T27 HOLDER, 4" X 5/8"-11 THREAD, FNPT, THREE M CO, 88769
5130000937 | ACTIVE | 02021219 | 02021219 | 9 | EA | TOOL | ABRASIVE, WHEEL, CUP, 3"DIA, 1/2", 3/8 IN-24, 18100 RPM, RND, THREE M CO, INDUSTRIAL EL, BY DESCRP
4820125716 | ACTIVE | 02021220 | 02021220 | 1 | EA | MECH | VALVE, GATE, 2", BRZ BODY, SWEAT, 125 SWP/200# WOG, NON-ASB, STOCKHAM VALVES, B-108
0000000118 | ACTIVE | 33333333 | 02021223 | 1 | EA | MECH | FILTER,AIR,CARQUEST,87114
5330195289 | ACTIVE | 02021301 | 02021301 | 6 | EA | MECH | GASKET, RELAY, NON-ASBESTOS, FISHER CONTROLS CO, 1H855904142
0100004205 | ACTIVE | 02021302 | 02021302 | 11 | EA | ELEC/INS | LUG, COMPRESSION, 1/2", 1 HOLE, 2/0 AWG, CU, BLACK, LONG BRL, 600 V, THOMAS & BETTS, 54951BE
0100004207 | ACTIVE | 02021302 | 02021302 | 24 | EA | ELEC/INS | LUG, COMPRESSION, 1/2", 1 HOLE, 4/0 AWG, CU, PURPLE, LONG BRL, 600 V, THOMAS & BETTS, 54970BE
0100004204 | ACTIVE | 02021302 | 02021302 | 18 | EA | ELEC/INS | LUG, COMPRESSION, 3/8", 1 HOLE, 1/0 AWG, CU, PINK, LONG BRL, 600 V, THOMAS & BETTS, 54909BE
0100004206 | ACTIVE | 02021302 | 02021302 | 20 | EA | ELEC/INS | LUG, COMPRESSION, 1/2", 1 HOLE, 3/0 AWG, CU, ORANGE, LONG BRL, 600 V, THOMAS & BETTS, 54965BE
0100004203 | ACTIVE | 02021302 | 02021302 | 18 | EA | ELEC/INS | LUG, COMPRESSION, 5/16", 1 HOLE, #1 AWG, CU, GREEN, LONG BRL, 600 V, THOMAS & BETTS, 54947BE
0100004200 | ACTIVE | 02021302 | 02021302 | 8 | EA | ELEC/INS | LUG, COMPRESSION, 1/4", 1 HOLE, #6 AWG, CU, BLUE, LONG BRL, 600 V, THOMAS & BETTS, 54905BE
0100004201 | ACTIVE | 02021302 | 02021302 | 4 | EA | ELEC/INS | LUG, COMPRESSION, 1/4", 1 HOLE, #4 AWG, CU, GRAY, LONG BRL, 600 V, THOMAS & BETTS, 54906BE
0100004197 | ACTIVE | 02021303 | 02021303 | 13 | EA | ELEC/INS | LUG,COMPRESSION,CONNECTOR,1/2",2 HOLE,350 KCMIL,CU,71, RED,LONG BARREL,HIGH VOLTAGE,THOMAS & BETTS,54872BE
0100004199 | ACTIVE | 02021303 | 02021303 | 12 | EA | ELEC/INS | LUG, COMPRESSION, 1/2", 2 HOLE, 500 KCMIL, CU, BROWN, LONG BRL, 600 V, THOMAS & BETTS, 54876BE
0100004198 | ACTIVE | 02021303 | 02021303 | 12 | EA | ELEC/INS | LUG, COMPRESSION, 1/2", 2 HOLE, 400 KCMIL, CU, BLUE, LONG BRL, 600 V, THOMAS & BETTS, 54874BE
0100004195 | ACTIVE | 02021303 | 02021303 | 10 | EA | ELEC/INS | LUG, COMPRESSION, 1/2", 2 HOLE, 250 KCMIL, CU, YELLOW, LONG BRL, 600 V, THOMAS & BETTS, 54868BE
0100004196 | ACTIVE | 02021303 | 02021303 | 17 | EA | ELEC/INS | LUG, COMPRESSION, 1/2", 2 HOLE, 300 KCMIL, CU, WHITE, LONG BRL, 600 V, THOMAS & BETTS, 54870BE
0100004153 | ACTIVE | 02021305 | 02021305 | 21 | EA | ELEC/INS | BATTERY, DRY, NIMH 1200 MAH, FM, GREEN LABEL, MOTOROLLA, NNTN4852A, WU:TWO WAY RADIO PR400 EXPLOSION PROOF
0100002076 | ACTIVE | 02021305 | 02021305 | 7 | EA | ELEC/INS | SPEAKER, COMMUNICATION, REMOTE MICROPHONE W/COIL CORD, ANY MFG, PMMN4013B, WU:PLANT WIDE - MOTOROLA CP200
0100004503 | ACTIVE | 33333333 | 02021306 | 1 | EA | ELEC/INS | VALVE, SOLENOID, 4-WAY, 1/4" DUAL COIL, NON-ASB, HENDERSON ENG, 827-115-600, WU:ALL UNITS BAGHOUSE AIR DYRYERS (SV1)
0100004494 | ACTIVE | 33333333 | 02021306 | 1 | EA | ELEC/INS | SWITCH, PRESSURE, OEM, 30-300 PSIG, HENDERSON ENG., 680-503-000, WU:ALL UNITS BAGHOUSE AIR DRYERS (PS3)
0100004495 | ACTIVE | 33333333 | 02021306 | 1 | EA | ELEC/INS | SWITCH, PRESSURE, OEM, 3-30#, SPDT, HENDERSON ENG, 680-505-100, WU:ALL UNITS BAGHOUSE AIR DRYERS (PS1&2)
0100004502 | ACTIVE | 33333333 | 02021306 | 1 | EA | ELEC/INS | VALVE, SOLENOID, 3 WAY, 1/4" SINGLE COIL, NON-ASB, HENDERSON ENG, 818-115-700, WU:ALL UNITS BAGHOUSE AIR DRYERS
4730133602 | ACTIVE | 02021308 | 02021308 | 1 | ST | MECH | COUPLING, FIRE HOSE, PYROLITE, THD, 2-1/2" NST, RED HEAD BRASS, BY DESCRP, WU: OPERATION WASH DOWN AND FIRE PROTECTION EQUIP
4730133578 | ACTIVE | 02021308 | 02021308 | 2 | EA | MECH | ADAPTER, DOUBLE SWIVEL, PYROLITE, 2-1/2" FNST, RED HEAD BRASS INC, RH-35-25X25
4730133586 | ACTIVE | 02021308 | 02021308 | 2 | EA | MECH | ADAPTER, PIPE, PYROLITE, 1-1/2" FNPT, RED HEAD BRASS, 440-09-115-1
4730133610 | ACTIVE | 02021308 | 02021308 | 3 | ST | MECH | COUPLING, FIRE HOSE, PYROLITE, THD, 1-1/2" IPT, RED HEAD BRASS, BY DESCRP, WU: OPERATION WASH DOWN AND FIRE PROTECTION EQUIP
0100006389 | ACTIVE | 02021310 | 02021310 | 1 | EA | MECH | ACTUATOR, KIT, 9J CAMSEAL CRTDGE ASSY, INC-718 SILV, CONVAL INC, 9J-BVCSCA010-4, WU:U3&4 ATTEMPERATOR SPRAY BLOCK VLVS,9J CAMSEAL CRTRDGE ASSY; I
0000000255 | ACTIVE | 33333333 | 02021310 | 1 | KT | MECH | ACTUATOR, KIT, PARKER 6" PISTON, PARKER-HANNIFIN, KT060VP101, KIT6", WU:LIMESTONE
0000000256 | ACTIVE | 02021310 | 02021310 | 1 | KT | MECH | ACTUATOR, KIT, PARKER 8" PISTON, PARKER-HANNIFIN, KT080VP101, KIT8", WU:LIMESTONE
0000000267 | ACTIVE | 33333333 | 02021310 | 1 | KT | MECH | ACTUATOR, KIT, PARKER 5" PISTON, BUNA, "VP" SEAL KIT, PARKER-HANNIFIN, KT050VP101, KIT5", WU:LIMESTONE
0100006355 | ACTIVE | 02021311 | 02021311 | 2 | EA | ELEC/INS | MODULE,COMMUNICATION,FOUR SERIAL PORTS FBM230,SCHNEIDER ELECTRIC,P0926GU,WU:DCS SYSTEM ALL UNITS
0100006356 | ACTIVE | 02021311 | 02021311 | 3 | EA | ELEC/INS | PLATE, MODULAR BASE, (4.5 INCL MNTNG LUGS), HT.(4"), W (1.75"), DPTH (4.11"), PORT 10/100 MBPS, ETHERNET SINGLE
0100006371 | ACTIVE | 02021311 | 02021311 | 2 | EA | ELEC/INS | CABLE, CONTROL, FBM2XX BASE TO BASE, 5 M LONG, SCHNEIDER ELCTRIC, RH916NB, P0928BR
0100006364 | ACTIVE | 02021311 | 02021311 | 2 | EA | ELEC/INS | CABLE, CONTROL, FBM2XX, TYPE 4, TERM, 3 METERS, P/PVC(A), 9.8 FT, SCHNEIDER ELECTRIC, RH916FJ
0100006361 | ACTIVE | 02021311 | 02021311 | 2 | EA | ELEC/INS | CABLE, CONTROL, FBM2XX, TYPE 1, TERM CABLE, 3 M LONG, SCHNEIDER ELECTRIC, RH916DC
0100006372 | ACTIVE | 02021311 | 02021311 | 3 | EA | ELEC/INS | CABLE, POWER SUPPLY OUTPUT, 183 CM, 72 INCH, SCHNEIDER ELECTRIC, P0926KP
0100003944 | ACTIVE | 02021312 | 02021312 | 5 | EA | MECH | VALVE, GLOBE, Y PATTERN, 3/4", CS A105 BODY, SCKTWLD, CLASS 2680, NON-ASB,ASME/ANSI B16.34, ROCKWELL EDWARDS, 66124-A105, WU:BLR FEED PMPS, U1-4
0100002081 | ACTIVE | 33333333 | 02021313 | 1 | EA | ELEC/INS | POWERSUPPLY,OEM,20A,GENERAL ELECTRIC,208D9845P0001,WU:U-3&4 A&B BOILER FEED PUMP TURBINE CONTROLS
0100002089 | ACTIVE | 99999999 | 02021313 | 1 | EA | ELEC/INS | MODULE,VERSAMAX ETHERNET INTERFACE,GENERAL ELECTRIC,365B7722P0001
0100003952 | ACTIVE | 02021314 | 02021314 | 4 | EA | MECH | VALVE, GLOBE, Y PATTERN, 3/4", A182F22 BODY, SCKTWLD, 2680#, NON-ASB, ANSI B16.34, ROCKWELL EDWARDS, 66124-F22
6135000245 | ACTIVE | 02021316 | 02021316 | 31 | EA | ELEC/INS | BATTERY, DRY, SPRING TOP, 6 V, DURACELL USA, MN908, WU:FLO-TOTE PORTABLE FLOW METER
5975260950 | ACTIVE | 02021318 | 02021318 | 25 | EA | ELEC/INS | BODY, CONDUIT, LB, 1", AL, THDED, KILLARK, OLB-3
5975257741 | ACTIVE | 02021318 | 02021318 | 8 | EA | ELEC/INS | BODY, CONDUIT, LR, 1", AL, THDED, KILLARK, OLR-3
5975261503 | ACTIVE | 02021318 | 02021318 | 2 | EA | ELEC/INS | BODY, CONDUIT, LL, 1", AL, THDED, KILLARK, LL-3
5975263376 | ACTIVE | 02021318 | 02021318 | 9 | EA | ELEC/INS | COVER, CONDUIT, 1 IN, AL, BLTED, KILLARK, OL-30
5330182832 | ACTIVE | 02021318 | 02021318 | 12 | EA | ELEC/INS | GASKET, COVER/CONDULET, 1", NEOPRENE, NON-ASBESTOS, APPLETON, GK100N
0000000859 | ACTIVE | 02021319 | 02021319 | 2 | EA | MECH | BEARING, ASSEMBLY, MOD. METRIC, WARMAN, B005M, LIMESTONE, W/U:1&2 BLOWDOWN & 3&4 HUF, MODEL 1.5/1BAH
4820124289 | ACTIVE | 02021320 | 02021320 | 1 | EA | MECH | VALVE, RELIEF, SAFETY, 3/4", BRS BODY, 125 PSI SET PRESS, 712 LBS, NON-ASB, JAYCO INC., 250D
4820118646 | ACTIVE | 02021320 | 02021320 | 2 | EA | MECH | VALVE, RELIEF, 3/4", 150 PSI / 210 DEG F, NON-ASB, WATTS REGULATOR, BY DESCRP
0100004396 | ACTIVE | 02021321 | 02021321 | 1 | EA | ELEC/INS | TRANSMITTER, TEMPERATURE, INVENSYS, RTT20-T1SNXFD-L3M1, WU: PLANT WIDE
0100004389 | ACTIVE | 02021321 | 02021321 | 1 | EA | ELEC/INS | TRANSMITTER, PRESSURE, GAUGE, GP 20, C RANGE, INVENSYS, IGP20-T22C01F-L1, WU: PLANT WIDE
0100004387 | ACTIVE | 02021321 | 02021321 | 1 | EA | ELEC/INS | TRANSMITTER, PRESSURE, GAUGE, GP20, B RANGE, INVENSYS, IGP20-T22B01F-L1, WU: PLANT WIDE
0100004388 | ACTIVE | 02021321 | 02021321 | 1 | EA | ELEC/INS | TRANSMITTER, PRESSURE, GAUGE, GP20, D RANGE, INVENSYS, IGP20-T22D01F-L1, WU: PLANT WIDE
6210002512 | ACTIVE | 02021323 | 02021323 | 1 | EA | ELEC/INS | GUARD, FIXTURE, GLOBE, 7-3/4"ID, HAZLUX, VGU31
5340189645 | ACTIVE | 02021401 | 02021401 | 20 | EA | MECH | LOCKPLATE, (2) 2-7/8"HOLES, GENERAL ELECTRIC, 234A6376P0007, WU:GE TURBNS SEQ 0856 CPLG LP"A", U-1,3,4; SEQ 0866,CPLG LP"B", U-3 4
5340189637 | ACTIVE | 02021401 | 02021401 | 28 | EA | MECH | LOCKPLATE, (2) 2-5/8"HOLES, GENERAL ELECTRIC, 234A6376P0005
5340188159 | ACTIVE | 02021401 | 02021401 | 18 | EA | MECH | LOCKPLATE, (1) 9/16"HOLE, GENERAL ELECTRIC COMPANY, 02671505P0002
5340188415 | ACTIVE | 02021401 | 02021401 | 8 | EA | MECH | LOCKPLATE, (1) 13/16"HOLE, GENERAL ELECTRIC, 03666789P0007, WU:SHIELD INER BOLT, FAN NOZL RNG BOLT, COLLECT/TURB END U1,3 4
3439001466 | ACTIVE | 02021402 | 02021402 | 10 | EA | MECH | HOSE, WELD/FLEX, 3/16", 25'L, RUBR, THE ANCHOR PACKING CO, BY DESCRP
0100006240 | ACTIVE | 33333333 | 02021404 | 2 | EA | MECH | GLAND, PACKING, DRWG# 5-4901-157Z1-3, SECTION-DRIVE, RH, 26-1/2" DFC, UCC, 494101, WU:U1 ECONOMIZER AHS SYSTEM
0000000281 | ACTIVE | 02021404 | 02021404 | 1 | EA | MECH | GLAND, PACKING, PADDLE, 3.97" ID, 6" OD, CS, NON-ASB, UCC, 61051, WU: #2 MIXER SPROCKET UNLOADER HOUSE
0000000282 | ACTIVE | 33333333 | 02021404 | 4 | EA | MECH | DIAPHRAGM, PADDLE, 4.25" ID X 10.36" OD, UNITED CONVEYOR CO., 61007, WU: #2 PADDLE MIXER SPROCKET UNLOADER HSE,FLOATING SHAFT
0000000301 | ACTIVE | 33333333 | 02021404 | 5 | EA | MECH | GASKET, 16-1/8" X 13" X 1/4",TACKY CLOTH WITH STEEL INSERT,UNITED CONVEYOR CORP,41023-7,WU: #2 PADDLE MIXER SPROCKET UNLOADER HOUSE
0000000283 | ACTIVE | 02021404 | 02021404 | 16 | EA | MECH | PACKING, DIEFORM, .38"SQ X 3.94"I.D., NON-ASB, UCC, 40625-26, WU: #2 MIXER SPROCKET UNLOADER HOUSE
4820126151 | ACTIVE | 02021405 | 02021405 | 4 | EA | MECH | VALVE, GATE, RISING STEM, 2", BRZ BODY & GATE, THRD, 200# NON ASB, CRANE CO., 424
0100001914 | ACTIVE | 02021408 | 02021408 | 2 | EA | MECH | VALVE, BALL, 3 PC, 1", SW, A20, SA351 CN7M BODY, SCKTWLD,1000 PSI, SB473 UNS NO8020 BALL, NON-ASB, APOLLO, 86C20501, WU: ACID INJECTION SYS
0100001913 | ACTIVE | 33333333 | 02021408 | 2 | EA | MECH | VALVE, BALL, 3 PC, 3/4", SCKTWLD, A-20 BODY ASTM A351-CN7M, 1000 PSI, ASTM B473 OR ASTM-CN7M TRIM, NON-ASB, APOLLO, 86C-204-01, WU:ACID INJECTION
0100001912 | ACTIVE | 33333333 | 02021408 | 2 | EA | MECH | VALVE, BALL, 3 PC,1/2", SCKTWLD, A20, SA351 CN7M BODY, 1000 PSI, SB473 UNS NO80200 BALL, NON-ASB, APOLLO, 86C20301, WU: ACID INJECTION SYS
0100002908 | ACTIVE | 33333333 | 02021409 | 4 | EA | MECH | SEAL, GEAR, LOW SPEED, PHILADELPHIA GEAR, 36000-0428, WU: PHIL. 8HR GB, U 3&4 PRI. AH DRIVE, ITEM 30
0100002907 | ACTIVE | 02021409 | 02021409 | 4 | EA | MECH | SEAL, GEAR, HIGH SPEED, PHILADELPHIA GEAR, 36000-0015, WU: PHIL. 8HR GB, U 3&4 PRI. AH DRIVE, ITEM 29
0100002678 | ACTIVE | 02021410 | 02021410 | 1 | EA | ELEC/INS | THERMOCOUPLE,TEMP, MI, TYPE J, UNGND,0.188"OD,316 SS SHEATH, 36" SHEATH L,1-1/2" SPLIT LEADS, 1000 F POTTING,120" SOLID FIBERGLASS LEADS W/FLEX A
0100002902 | ACTIVE | 02021410 | 02021410 | 4 | EA | MECH | BEARING, CONE, 1ST INTERMEDIATE, PHILADELPHIA GEAR, 31000-0213, WU: PHIL. 8HR GB, U 3&4 PRI. AH DRIVE, ITEM 26
0000000279 | ACTIVE | 33333333 | 02021411 | 1 | EA | MECH | BELT, DRIVE, TIMING, UCC, 36301-5, WU: #2 PADDLE MIXER SPROCKET UNLOADER HOUSE
0100006136 | ACTIVE | 33333333 | 02021412 | 1 | KT | MECH | IDLER, RETURN, HORIZONTAL SECTION, UCC, 4901-117, WU:U1 ECONOMIZER ASH SYSTEM
5330194498 | ACTIVE | 02021413 | 02021413 | 6 | LB | MECH | PACKING, BULK, ROPE, 1/4", NON-ASB, GARLOCK 127, ANCHOR PACKING CO, BY DESCRP
0000000293 | ACTIVE | 33333333 | 02021414 | 1 | EA | MECH | POSITIONER,VALVE,UCC,44499,WU: #2 PADDLE MIXER SPRKT UNLOADER HSE
0000000297 | ACTIVE | 33333333 | 02021414 | 2 | KT | MECH | KIT, AIR CYLINDER, UCC, 4401-117, WU:#2 PADDLE MIXER, 4 BORE AIR CYL. REPLMT PART
0000000284 | ACTIVE | 33333333 | 02021414 | 4 | EA | MECH | PACKING, .38" SQ X 3.94"I.D., NON-ASB, UCC, 40625-26, WU: #2 MIXER SPROCKET UNLOADER HOUSE
0000000285 | ACTIVE | 02021414 | 02021414 | 4 | EA | MECH | SPRING, WAVE, UCC, 401006-4, NESTED SPIRAWAVE. WU: #2 PADDLE MIXER SPROCKET UNLOADER HOUSE
0000000286 | ACTIVE | 33333333 | 02021414 | 1 | EA | MECH | GASKET, ASH INLET, PVC FOAM, 1/4" THK X 3/4" W X 45' L, NON-ASBESTOS, UNITED CONVEYOR CORP, 408973-1, WU: #2 PADDLE MIXER SPROCKET UNLOADER HOUSE
0000000295 | ACTIVE | 33333333 | 02021414 | 2 | ST | MECH | PACKING, NON-ASB, UCC, 190094-4, WU: #2 PADDLE MIXER SPROCKET UNLOADER HOUSE, BUTTERFLY, 8"
5330184481 | ACTIVE | 02021414 | 02021414 | 3 | EA | MECH | GASKET, KIT, 2EA-8-5/16"OD X 7-1/8"ID X 1/16" NON-ASBESTOS (U3&4),G. E. CO., 182A9983P3, WU:U1,3,4, GE FULLLERS EARTH FILTER BOLT&COVER,
2610000040 | ACTIVE | 02021416 | 02021416 | 2 | EA | MECH | TUBE, TIRE, RUBBER, TRICYCLE, 24" X 2.125" TRAILMATE, 13363
5975259622 | ACTIVE | 02021417 | 02021417 | 4 | EA | ELEC/INS | SPLICE,KIT,HEAT TRACE,FOR 4ATV MAX. 3/4" PIPE,RAYCHEM CORPORATION,AMG-BS-III
5975272351 | ACTIVE | 02021417 | 02021417 | 5 | EA | ELEC/INS | TERMINATION, KIT, HEAT TRACE, #4, RAYCHEM CORPORATION, AMG-BC-III
4540000710 | ACTIVE | 99999999 | 02021417 | 2 | EA | ELEC/INS | TERMINATION, KIT, QUICK DISCONNECT, RAYCHEM CORPORATION, QDA
5975266965 | ACTIVE | 02021418 | 02021418 | 4 | EA | ELEC/INS | SPLICE,KIT,AUTOTRC,(1)JUNCTION BX W/TERMINALS,(1)STAND,(3)CORE SEALERS,(3)BRAID INSULATORS,(1)3/4" CONDUIT DRAIN,(1) ADAPTER SMALL PIPES,RAYCHEM
6150302526 | ACTIVE | 02021418 | 02021418 | 1 | EA | ELEC/INS | TERMINATION, KIT, SINGLE CONDR, 250-500 MCM, RAYCHEM, HVT-82-SG, (3 EA=1 KT)
5970253968 | ACTIVE | 02021418 | 02021418 | 53 | EA | ELEC/INS | TUBING, HEAT SHRINK, 6"L,THERMOFIT, RAYCHEM, FCSM-19/6-150-S
5330193482 | ACTIVE | 02021418 | 02021418 | 8 | EA | MECH | SEAL, HTR/END ,RAYCHEM, PMK-BLE
6105289067 | ACTIVE | 02021419 | 02021419 | 2 | EA | ELEC/INS | MOTOR, ELECTRIC, ODP, 1/4 HP, 1725 RPM, 48 FR, 115/230 V, 1 PH, BALDOR, L1203
5307150838 | ACTIVE | 02021419 | 02021419 | 42 | EA | MECH | STUD, B7 GR, 3/4"DIA, 6"L, ALLOY STL, ANY MFG, BY DESCRP
0100000048 | ACTIVE | 33333333 | 02021421 | 12 | EA | MECH | SEPARATOR, VORTEX FINDER, CERAMIC, KREBS ENGINEERS, 65-CR-2 & 65GR-RN W/GSKT, W/U LIMESTONE,U3&4 ABS HYDROCLO
0100000039 | ACTIVE | 33333333 | 02021421 | 7 | EA | MECH | SEPARATOR, CERAMIC MAT'L, KREBS ENGINEERS, 378C-CR-1.5, APEX ORIFICE, W/U LIMESTONE,U3&4 ABS HYDROCLONES
0100000046 | ACTIVE | 33333333 | 02021421 | 2 | KT | MECH | KIT, LOWER SPLASHGUARD, #370G-RN, #369SPC-PF, 370-PF, 370R-BPC, KREBS ENGINEERS, BY DESCRP, WU: LIMESTONE, ABSORBER HYDROCLONES
0100000047 | ACTIVE | 33333333 | 02021422 | 2 | EA | MECH | SEPARATOR, VORTEX FINDER, CERAMIC, KREBS ENGINEERS, 65-CR-1.5 & 65GR-RN W/GSKT, WU: LIMESTONE, UNIT 4, ABS HYDROCLO
0100000039 | ACTIVE | 33333333 | 02021422 | 1 | EA | MECH | SEPARATOR, CERAMIC MAT'L, KREBS ENGINEERS, 378C-CR-1.5, APEX ORIFICE, W/U LIMESTONE,U3&4 ABS HYDROCLONES
0100000037 | ACTIVE | 33333333 | 02021422 | 4 | EA | MECH | SEPARATOR, CERAMIC MAT'L, KREBS ENGINEERS, 378C-CR-1, APEX ORIFICE, WU: LIMESTONE, UNIT 4, ABS HYDROCLONES
0100000046 | ACTIVE | 33333333 | 02021422 | 1 | KT | MECH | KIT, LOWER SPLASHGUARD, #370G-RN, #369SPC-PF, 370-PF, 370R-BPC, KREBS ENGINEERS, BY DESCRP, WU: LIMESTONE, ABSORBER HYDROCLONES
3439001490 | ACTIVE | 02021423 | 02021423 | 1 | EA | MECH | HOSE, WELD/FLEX, ACETYLENE FUEL GAS ONLY, 1/4", 100'L, RUBR, THE ANCHOR PACKING CO., BY DESCRP
5330209601 | ACTIVE | 02021501 | 02021501 | 3 | ST | MECH | GASKET, KIT, VALVE, NON-ASB, FISHER CONTROLS CO, RGASKETX272,(1) 16A1938X012,(1) 1R3296X0042,(1) 1R329799442,(1) 1R3298X0032,(1) 1R3481X0052,(1)
5330211813 | ACTIVE | 02021501 | 02021501 | 3 | EA | MECH | GASKET, PLUG VALVE, 5"ID X 6-3/32"OD X 1/32"THK, ROUND, NON-ASBESTOS, FISHER CONTROLS CO, 1R3724X0042
3910000425 | ACTIVE | 02021502 | 02021502 | 1 | EA | MECH | COUPLING, DRIVE, SHAFT, STOCK EQUIP, V382478.B04, WU:STOCK FEEDER, U-1 THRU 4
4730126259 | ACTIVE | 02021502 | 02021502 | 10 | EA | MECH | BUSHING, ASSY, STOCK EQUIP, V410453.B01, WU:STOCK FEEDER MDL 5172-3-A-F, U-1-4
4310073236 | ACTIVE | 02021503 | 02021503 | 1 | AS | MECH | CAP, & DIP STICK ASSY, AIR RELIEF 12N99195/12N99201, WU: OIL RESERVOIR I-R COMPRESSOR MODE
5120127831 | ACTIVE | 02021503 | 02021503 | 2 | PK | TOOL | ABRASIVE, STONE, BURNISHER, 1/4"W, 0.10"THK, G. C. ELECTRONICS CO., 9338-24, 12 EA=PKG
3120060284 | ACTIVE | 02021503 | 02021503 | 4 | ST | MECH | BEARING, CONE/CUP, 0.7500"ID, 2.1250"OD, 0.8750"W, TAP, 40059, TIMKEN CO, 21075 + 21212
3110058736 | ACTIVE | 02021504 | 02021504 | 3 | EA | MECH | HOUSING, BEARING, STOCK EQUIPMENT CO., 1W5876, WU: STOCK FEDR EQUIP MAIN COMBUSTTION, COAL, U-1,2,3,4
3915000776 | ACTIVE | 02021504 | 02021504 | 2 | EA | MECH | SLEEVE,SHAFT,WEAR, HELICAL INPUT,STOCK EQUIP,V382231.B02,WU:RADIANT BOILER FEEDERS
3110059882 | ACTIVE | 02021504 | 02021504 | 4 | EA | MECH | HOUSING, BEARING, STOCK EQUIPMENT CO., V382411.B02, WU: COMBUSTION EQUIP., MAIN STOCK FEEDERS, U-1,2,3,4
3120060300 | ACTIVE | 02021504 | 02021504 | 1 | EA | MECH | WASHER, THRUST, 9/16"ID, 1-3/8"OD, 3/32"THK, FBRGL, STOCK EQUIP. AWT05
3915000560 | ACTIVE | 02021504 | 02021504 | 3 | EA | MECH | SLEEVE,ITEM 20,PNM MACHINE SHOP,SJS-M358,WU:STOCK GRAVIMETRIC FEEDER MDL 4766-2B, DRW L-D8230-B
3110060070 | ACTIVE | 02021504 | 02021504 | 2 | EA | MECH | BEARING, NEEDLE ROLLER, 0.5"ID, 0.6875"OD, 0.75"W, STOCK EQUIP. CO., B145, WU: STOCK GRAVIMETRIC FEEDER MODEL #4766-2B DRAWING #L-D8230-B
3439003116 | ACTIVE | 02021505 | 02021505 | 206 | EA | TOOL | ELECTRODE, WELDING, ROD HELIARC, 1/16"DIA, MONEL 60, MILL TEST REPORT REQ'D,30EA = 1LB, HUNTINGTON ALLOYS, BY DESCRP, INSPECTION REQ'D
4730107192 | ACTIVE | 02021506 | 02021506 | 10 | EA | MECH | CAP, TUBING, 1/2", BRASS, SWAGELOK (ONLY), B-810-C
4730114263 | ACTIVE | 02021506 | 02021506 | 6 | EA | MECH | CAP, TUBING, 3/8", BRASS, SWAGELOK, (ONLY), B-600-C
4730121656 | ACTIVE | 02021506 | 02021506 | 12 | EA | MECH | CAP, TUBING, 1/8", BRASS, SWAGELOK, (ONLY), B-200-C
4730105030 | ACTIVE | 02021506 | 02021506 | 10 | EA | MECH | PLUG, TUBING, 3/8", BRASS, SWAGELOK (ONLY), B-600-P
4730107085 | ACTIVE | 02021506 | 02021506 | 18 | EA | MECH | PLUG, TUBING, 1/4", BRASS, SWAGELOK (ONLY), B-400-P
4730111897 | ACTIVE | 02021506 | 02021506 | 20 | EA | MECH | CAP, TUBING, 1/4", BRASS, SWAGELOK, (ONLY), B-400-C
0100006409 | ACTIVE | 02021506 | 02021506 | 30 | EA | ELEC/INS | FITTING, HEX NUT TUBE, 1/4", BRASS, SWAGELOK, B-402-1, WU:PLANT WIDE
5975263970 | ACTIVE | 02021507 | 02021507 | 1 | EA | ELEC/INS | PLUG, CONDUIT, CLOSE-UP, 1-1/4", AL, RECESSED, KILLARK, CUP-4
5975259309 | ACTIVE | 02021507 | 02021507 | 10 | EA | ELEC/INS | PLUG, CONDUIT, CLOSE-UP, 3/4", MALLEABLE IR, RECESSED, APPLETON , PLG-75
5975260521 | ACTIVE | 02021507 | 02021507 | 10 | EA | ELEC/INS | PLUG, CONDUIT, CLOSE-UP, 1/2", AL, RECESSED, APPLETON, PLG-50RA
5975258772 | ACTIVE | 33333333 | 02021507 | 3 | EA | ELEC/INS | PLUG, CONDUIT, CLOSE-UP, 3/4", AL, RECESSED, APPLETON, PLG-75RA
5975258996 | ACTIVE | 33333333 | 02021507 | 5 | EA | ELEC/INS | PLUG, CONDUIT, CLOSE-UP, 1", MALLEABLE IR, RECESSED, APPLETON, PLG-100
5975266189 | ACTIVE | 02021507 | 02021507 | 4 | EA | ELEC/INS | PLUG, KNOCKOUT, 2", 2-11/16" DIA, STL, STEEL CITY DIV, BL-116
5975266197 | ACTIVE | 02021507 | 02021507 | 4 | EA | ELEC/INS | PLUG, KNOCKOUT, 1-1/2", 2-7/32" DIA, STL, STEEL CITY DIV, BL-115
5975226217 | ACTIVE | 33333333 | 02021507 | 2 | EA | ELEC/INS | PLUG, KNOCKOUT, 1", 1-1/2" DIA, STL, STEEL CITY DIV, BL-113
5975266239 | ACTIVE | 33333333 | 02021507 | 5 | EA | ELEC/INS | PLUG, KNOCKOUT, 3/4", STL, STEEL CITY DIV, BL-112
5975266221 | ACTIVE | 33333333 | 02021507 | 8 | EA | ELEC/INS | PLUG,KNOCKOUT,1/2", 1-5/64", STL, STEEL CITY DIV, BL-111
3110059817 | ACTIVE | 33333333 | 02021508 | 1 | EA | MECH | BEARING, BALL, SINGLE ROW RADIAL, CONRAD, 4.7244"ID, 8.4646"OD, 1.5748"W, FAFNIR BRG, 224K,WU 001 A-C PUMP SIZE 16X14X21, COUPLING END,
5330183467 | ACTIVE | 99999999 | 02021510 | 4 | EA | MECH | GASKET, 13-7/16"L X 11-1/2"W,10 HOLES, RECTANGLE, NON-ASBESTOS, UNITED CONVEYOR CORP, 408423, WU: UCC ASH HANDLING SYS
5330175026 | ACTIVE | 02021510 | 02021510 | 4 | EA | MECH | GASKET, PUMP, NON-ASBESTOS, UNITED CONVEYOR CORP, 408393, WU: REPAIR BOTTOM ASH SYST JETPULSION PUMP 15 INLET 4" OFST
4820123455 | ACTIVE | 99999999 | 02021511 | 1 | EA | MECH | VALVE, GLOBE, 1/2", 316L SS BODY, SCKTWLD, 3000 CLASS, NON-ASB, ASME/ANSI B16.34, EDWARDS & CO., 66124(F316)
0100005667 | ACTIVE | 02021512 | 02021512 | 2 | EA | MECH | GAUGE, OIL SIGHT, 1-1/2" NPT, GIW INDUSTRIES, INC., 668-7702P-01-05BBP, WU:1-4 AR PUMPS
6680341804 | ACTIVE | 02021512 | 02021512 | 2 | EA | MECH | GLASS, SIGHT, 1/2"OD, BRS, MNPT, ANCHOR PACKING CO, BY DESCRP
6680342877 | ACTIVE | 02021512 | 02021512 | 1 | EA | MECH | GLASS, SIGHT, 3/8"OD, BRS, MNPT, EUGENE ERNST PROD, 540-0038TBR, WU:OIL SIGHT GLASSES
0100005098 | ACTIVE | 33333333 | 02021512 | 30 | EA | MECH | GLASS, SIGHT, CLEAR, 3-7/16"OD, 3/16"THK, BOROSILICATE, W/GROUND EDGES, BABCOCK & WILCOX, 0430308, WU:U4 BURNER VIEW PORT
6685365592 | ACTIVE | 02021512 | 02021512 | 8 | EA | MECH | GLASS, SIGHT, GEARBX/HELICAL, STOCK EQUIPMENT COMPANY, FG83
5330225748 | ACTIVE | 02021512 | 02021512 | 2 | EA | MECH | GASKET, FLOW IND, NON-ASBESTOS, EUGENE ERNST PROD, BY DESCRP
0100005097 | ACTIVE | 33333333 | 02021512 | 20 | EA | MECH | GASKET, BURNER VIEW PORT, 3-7/16"OD X 1/16"THK, NITRILE BIND FIBER, NON-ASBESTOS, B & W, 7003868, WU:U4 BURNER VIEW PORT
0100004237 | ACTIVE | 02021514 | 02021514 | 2 | EA | MECH | GASKET, 9-1/4" ID X 10-1/2" OD, NON-ASBESTOS, GRAFOIL, ANY MFG, BY DESCRP, WU:U1&U4 BOTTOM ASH LINE COUPLING CI WET
0100004233 | ACTIVE | 02021515 | 02021515 | 2 | EA | MECH | RING, ALIGNING, MIDDLE, ALLEN SHERMAN HOFF, 4894, WU:U4 BOTTOM ASH 6" LINE
0100000208 | ACTIVE | 33333333 | 02021520 | 5 | EA | TOOL | ABRASIVE, WHEEL, FLAPPER, 4 1/2" X 5/8-11", 80 GRIT, MERIT, 61173
3110066242 | ACTIVE | 99999999 | 02021602 | 2 | EA | MECH | SEAL, OIL, ASSY, INGERSOLL-RAND COMPANY, 03N99004
5330223735 | ACTIVE | 99999999 | 02021602 | 2 | KT | MECH | GASKET, KIT, WAFFLE, NON-ASB, INGERSOLL RAND, C1432, WU:I-R AIR COMPRESSOR MDL C10, S/N 0902, SOOTBLOWING, U-3&4
4730128057 | ACTIVE | 02021603 | 02021603 | 8 | EA | MECH | FLANGE, PIPE, 4" NPS, SA105, 150 LB, RAISED FACE, THDED, ANY MFG, BY DESCRP
4820125047 | ACTIVE | 02021605 | 02021605 | 4 | EA | MECH | VALVE, GATE, 1/2", 316SS BODY, THRD, 200#, NON-ASB, CF8M GRD, LADISH CO, 8270
4820118802 | ACTIVE | 02021605 | 02021605 | 2 | EA | MECH | VALVE, GATE, 1/2", 316SS BODY, THRD X SCKTWLD, 1180@850F/2000@100F/800# WOG, NON-ASB, HENRY VOGT MACHINE CO., TSW12401
4820123414 | ACTIVE | 02021605 | 02021605 | 4 | EA | MECH | VALVE, GATE, RISING STEM, 1/2", BRZ BODY & BALL, THRD, 300/200# SWP, 600/400# WOG, ASTM, NON-ASB, CRANE CO, 424
4820125054 | ACTIVE | 02021605 | 02021605 | 5 | EA | MECH | VALVE, GATE, 1/2", FS BODY, THRD, 800# @ 850 DEG F, 2000# WOG @ 100 DEG F, NON-ASB, VOGT, 12111
6680345268 | ACTIVE | 02021607 | 02021607 | 1 | EA | MECH | TUBE, WALLACE & TIERNAN DIVISIO, NPXB948
6680345250 | ACTIVE | 02021607 | 02021607 | 2 | EA | MECH | TUBE, WALLACE & TIERNAN, NPXB949, WU:SEAL WATER FLOWMETER, BC 2&3&5, INST, WMS
4820126136 | ACTIVE | 02021608 | 02021608 | 2 | EA | MECH | VALVE, GATE, 1/2", SS BODY, SCKTWLD, 150#, NON-ASB, ALOYCO INC, 114
4820124347 | ACTIVE | 02021608 | 02021608 | 2 | EA | MECH | VALVE, GATE, 1/2", FS A105, SCKTWLD, 800# WPS/OIL @ 850 DEG F, 2000# WOG @ 100 DEG F, NON-ASB, VOGT, SW12111
4820125690 | ACTIVE | 02021608 | 02021608 | 1 | EA | MECH | VALVE, GATE, 1/2", BRZ SW, NON-ASB, STOCKHAM VALVES & FITTING, BY DESCRP
5130000929 | ACTIVE | 02021609 | 02021609 | 18 | EA | MECH | HOLDER, DISC, OEM, THREE M CO, 917
4820123463 | ACTIVE | 02021610 | 02021610 | 2 | EA | MECH | VALVE, GATE, RISING STEM, 3/4", 316SS BODY, THRD, 600#, NON-ASB, R-P & C VALVE, S56A
4820124388 | ACTIVE | 02021610 | 02021610 | 4 | EA | MECH | VALVE, GATE, RISING STEM, 3/4", 316SS BODY, THRD, 150#, NON-ASB, CF8M GRD, CRANE/ALOYCO, FIG. 122-316
4820120998 | ACTIVE | 02021610 | 02021610 | 9 | EA | MECH | VALVE, GATE, 3/4", RISING STEM, BRZ BODY, THRD, 200# STEAM, 400# WOG, NON ASB, ASTM, CRANE CO, 424, WU:COATES EJCTOR STEAM GNRTOR MDL 12S
4810127482 | ACTIVE | 02021610 | 02021610 | 6 | EA | MECH | VALVE, GATE, RISING STEM, 3/4", FS BODY, THRD, 800 LB-850 DEG F, CS BALL, NON-ASB, ANSI, HENRY VOGT MACHINE CO., 12111
0100006306 | ACTIVE | 02021611 | 02021611 | 1 | EA | ELEC/INS | MODULE,PROSOFT TECHNOLOGY,MODBUS MASTER/SLAVE ENHANCED COMM,ROCKWELL AUTOMATION,MVI56E-MCM,WU:BOILER AND ABSORBER AREA
0100006304 | ACTIVE | 02021611 | 02021611 | 1 | EA | ELEC/INS | MODULE,PLC PROSOFT MODBUS PLUS COMMUNICATION,ROCKWELL AUTOMATION,MVI46-MBP,WU:BOILER ABSORBER AREA
0100006305 | ACTIVE | 02021611 | 02021611 | 1 | EA | ELEC/INS | MODULE,MODBUS TCP/IP ETHERNET COMMUNICATION,PLC PROSOFT,ROCKWELL AUTOMATION,MVI46-MNETC,WU:BOILER ABSORBER AREA
0100006316 | ACTIVE | 33333333 | 02021611 | 2 | EA | ELEC/INS | POWERSUPPLY,CLX,85-265VAC/5V,10 A,RACK MOUNT,ROCKWELL AUTOMATION,1756-PA72,WU:BOILER AND ABSORBER AREA
0100006317 | ACTIVE | 33333333 | 02021611 | 1 | EA | ELEC/INS | BODY, 7 SLOT CLX CHASSIS, ROCKWELL AUTOMATION, 1756-A7, WU:BOILER AND ABSORBER AREA
0100006319 | ACTIVE | 02021611 | 02021611 | 1 | EA | ELEC/INS | BODY, 4 SLOT CLX CHASIS, ROCKWELL AUTOMATION, 1756-A4, WU:ABSORBER AND BOILER AREA
5330174458 | ACTIVE | 02021612 | 02021612 | 3 | EA | MECH | GASKET, MANHOLE, 12"ID X 16"OD X 1-1/4"W, ROUND, NON-ASBESTOS, A.W. CHESTERTON CO., 249 #24943
4730130368 | ACTIVE | 02021614 | 02021614 | 5 | EA | MECH | CLAMP,PIPE, W/ BLTS,1/2"X 3",316 SS,SKINNER, INC.,BY DESCRIPTION,WU PIPE REPAIR, PLANT WIDE
4730130319 | ACTIVE | 02021614 | 02021614 | 6 | EA | MECH | CLAMP,PIPE, W/ BLTS,1"X 6",316 SS,SKINNER, INC.,BY DESCRIPTION,WU PIPE REPAIR
4730130327 | ACTIVE | 02021614 | 02021614 | 4 | EA | MECH | CLAMP,PIPE, W/ BLTS,1"X 3",316 SS,SKINNER, INC.,BY DESCRIPTION,WU PIPE REPAIR, PLANT WIDE
4730130335 | ACTIVE | 02021614 | 02021614 | 1 | EA | MECH | CLAMP,PIPE, W/ BLTS,3/4"X 6",316 SS,SKINNER, INC.,BY DESCRP,WU PIPE REPAIR, PLANT WIDE
4730130343 | ACTIVE | 33333333 | 02021614 | 1 | EA | MECH | CLAMP,PIPE, W/ BLTS,3/4"X 3",316 SS,SKINNER,BY DESCRP,WU PIPE REPAIR, PLANT WIDE
4730130350 | ACTIVE | 02021614 | 02021614 | 3 | EA | MECH | CLAMP,PIPE, W/ BLTS,1/2"X 6",316 SS,SKINNER, INC.,BY DESCRIPTION,WU PIPE REPAIR, PLANT WIDE
0100004492 | ACTIVE | 02021615 | 02021615 | 1 | EA | MECH | VALVE, ROBO DRAIN W/TEST BUTTON, NON-ASB, HENDERSON ENGR, 120-600-100, WU:ALL UNITS BAGHOUSE AIR DRYERS
0100004501 | ACTIVE | 02021615 | 02021615 | 4 | EA | MECH | VALVE, CHECK, 4", CI BODY, AL W/SPRING, NON-ASB, HENDERSON ENGINEERING, 740-323-730, WU: ALL UNITS BAGHOUSE AIR DRYERS (9CV1&CV2)
0100004504 | ACTIVE | 02021615 | 02021615 | 1 | EA | MECH | VALVE, BALL, 1", CS BODY, SW, W/SR ACTUATOR, NON-ASB, HENDERSON ENGR, 723-061-077SW, WU:U1-4 BAGHOUSE AIR DRYERS
3439002514 | ACTIVE | 02021616 | 02021616 | 7 | BX | TOOL | SOAPSTONE, 1/2"W, 5"L, 3/16"THK, ANY MFG, BY DESCRP
3439000583 | ACTIVE | 02021616 | 02021616 | 102 | EA | TOOL | HOLDER, SOAP STONE, FLAT SQUARE, ANY MFG, BY DESCRP, WU:WELDING SUPPLIES
0000001128 | ACTIVE | 33333333 | 02021621 | 2 | EA | MECH | HOUSING, CONE, FRP (FIBERGLASS), KREBS ENGINEERS, 64-12-PF, WU: LIMESTONE, ABSORBER HYDROCLONES
0000001128 | ACTIVE | 33333333 | 02021622 | 3 | EA | MECH | HOUSING, CONE, FRP (FIBERGLASS), KREBS ENGINEERS, 64-12-PF, WU: LIMESTONE, ABSORBER HYDROCLONES
0000001124 | ACTIVE | 33333333 | 02021623 | 2 | EA | MECH | SECTION, INLET HEAD, FRP (FIBERGLASS), KREBS ENGR, 62-PF, W/U LIMESTONE, ABSORBER HYDROCLONES
0000001124 | ACTIVE | 33333333 | 02021624 | 2 | EA | MECH | SECTION, INLET HEAD, FRP (FIBERGLASS), KREBS ENGR, 62-PF, W/U LIMESTONE, ABSORBER HYDROCLONES
5950252444 | ACTIVE | 02021701 | 02021701 | 1 | EA | ELEC/INS | TRANSFORMER, POWER, A/U, STOCK EQUIP, 05-008-624-01
5905231188 | ACTIVE | 02021701 | 02021701 | 3 | EA | ELEC/INS | VARISTOR, 130 V, SYMBOLS "RV1-28", "A/U"-18, STOCK EQUIP, 03-110-713-01, WU:STOCKFEEDERS, ALL UNITS
4820122622 | ACTIVE | 02021703 | 02021703 | 1 | EA | MECH | VALVE, GATE, 3/4", FS A105, SCKTWLD, 800# @1125 DEG F, 2000# @ 100 DEG F, NON-ASB, HENRY VOGT, SW12111
4820125906 | ACTIVE | 02021703 | 02021703 | 9 | EA | MECH | VALVE, GATE, 3/4", CI, SCKTWLD, 800# @ 850 DEG F, 2000# @ 100 DEG F, NON-ASB, VOGT, SW12111
5330219105 | ACTIVE | 02021705 | 02021705 | 4 | EA | MECH | PACKING, PREFORMED, 1/2" ID X 1" OD X 1/4" W , GRAPHITE FILAMENT, NON-ASB, FISHER CONTROLS CO., 1E3190X0222
5330225094 | ACTIVE | 02021705 | 02021705 | 7 | EA | MECH | PACKING, RING, NON-ASB , FISHER CONTROLS CO., 1E3191-01042
3040057550 | ACTIVE | 02021708 | 02021708 | 1 | EA | MECH | SHAFT, GEAR, ROPER PUMP, D1-1759, WU:ROPER GEAR PUMP FIG 17AM12, TYPE 1
5330213272 | ACTIVE | 02021708 | 02021708 | 1 | EA | MECH | SEAL, MECHANICAL, PUMP, ROPER PUMP, G14-338
5340189587 | ACTIVE | 02021708 | 02021708 | 1 | EA | MECH | POPPET, VALVE, ROPER PUMP, D16-114
5360202518 | ACTIVE | 02021708 | 02021708 | 6 | EA | MECH | SPRING, ROPER PUMP, G10-399, WU:ROPER GEAR PMP FIG 17AM12, BOOSTER BLWR LUBE OIL PMP, U-1,2,3 4
5330213256 | ACTIVE | 02021708 | 02021708 | 6 | EA | MECH | GASKET, PUMP, VELLUMOID, NON-ASBESTOS, FOUR STATES GASKET, BY DESCRP, WU:ROPER GEAR PUMP FIG 17AM12, TYPE 1
5365214054 | ACTIVE | 02021708 | 02021708 | 8 | EA | MECH | RING, RETAINING, ROPER PUMP CO., G41-43, WU:ROPER GEAR PMP FIG 17AM12 TYPE 1, BOSTR BLWR LUBEOIL PMPS ALL UNITS
5330213264 | ACTIVE | 02021708 | 02021708 | 16 | EA | MECH | GASKET, PUMP, VELLUMOID, NON-ASBESTOS, ROPER PUMP CO, D11-257, WU: ROPER GEAR PUMP FIG 17A712 TYPE 1
0100003069 | ACTIVE | 02021711 | 02021711 | 2 | EA | MECH | FILTER, ELEMENT, BREATHER, FLTR INST P/N 2904005600, LABEL FLTR P/N 2904005800, GSKT P/N2900017100, FLTR ELMNT P/N 1202625501, O-RING P/N 0663903
4310074192 | ACTIVE | 02021711 | 02021711 | 11 | EA | MECH | BREATHER, AIR, 3/4", NPT, ATLAS COPCO COMPTEC, 803-262-000, WU: PLANT WIDE
4310074200 | ACTIVE | 02021711 | 02021711 | 1 | EA | MECH | BREATHER, AIR, 1", NPT, ATLAS COPCO COMPTEC, 1320-708-062, WU:TURBONETICS COMPRSR MDL SC14, S/N 9875-29,31 & 9880-23058/60, SO2
5305146424 | ACTIVE | 02021715 | 02021715 | 79 | EA | MECH | SCREW, CAP, 1/4" X 6", HEX, ZINC PLTD CS, 20 TPI, GRD 5
5120127997 | ACTIVE | 02021716 | 02021716 | 11 | EA | TOOL | HAMMER, CHIPPING, SLAG/CROSS CHISEL/PICK, ATLAS WELDING, BY DESCRP
5999280067 | ACTIVE | 02021720 | 02021720 | 1 | EA | ELEC/INS | VARISTOR, MTL OXIDE, GENERAL ELECTRIC, V150LA10A
0100005474 | ACTIVE | 02021723 | 02021723 | 1 | EA | MECH | FILTER, C-VAC HEPA, 16"OD, PLSTC CSNG, ALMNM SPRTR, NEOP GSKT, POLY PREFILTER, PULLMAN-HOLT, 7281P3, WU:ASBESTOS VACUUMS
0100005472 | ACTIVE | 33333333 | 02021723 | 10 | EA | SAFETY | BAG, FILTER, NEVER CLOG, 14" DIA, POLY, PULLMAN-HOLT, B000517, WU:ASBESTOS VACUUMS
0100005471 | ACTIVE | 02021723 | 02021723 | 10 | EA | SAFETY | BAG, PAPER, FILTER DISP, 2 PLY, PULLMAN-HOLT, B52425, WU:ASBESTOS VACUUMS
0100005473 | ACTIVE | 02021723 | 02021723 | 8 | EA | MECH | FILTER, 102 HEPA, PRE FILTER, 9.25"W, 7.5"L, POLY, PULLMAN-HOLT, B700017, WU:ASBESTOS VACUUMS
4030000394 | ACTIVE | 02021801 | 02021801 | 5 | EA | TOOL | SHACKLE, ANCHOR, SCREW PIN, 1-3/4", 25 TON, CROSBY GROUP, 018630
3110064296 | ACTIVE | 33333333 | 02021802 | 2 | EA | MECH | BEARING, BALL, 130.00 MM ID, 280.00 MM OD, 58.00 MM W, NSK HOOVER BRG CO, 6326MC3, WU:RELIANCE ELECT MOTOR S/O FA-5943-998167
5330194217 | ACTIVE | 02021807 | 02021807 | 6 | EA | MECH | O-RING, 226, 2"ID,1/8", BUNA-N, CHICAGO RAWHIDE, BY DESCRP
0100006660 | ACTIVE | 02021808 | 02021808 | 13 | EA | MECH | TUBE, 7/8"OD X 30-1/2" L, SS, 1/2" MNPT, W/WELD 1/4" FNPT COUPLING, AZTEC MACHINE, 1750T34,WU:ALL UNITS FOR UREA SYSTEM, FOR COUPLING ADAPTER
0100006659 | ACTIVE | 02021808 | 02021808 | 4 | EA | MECH | COLLAR, CLAMPING SHAFT, 7/8"ID, 1-5/8"OD, 1/2"THK, 2 BLT CLMP W/1 X 4-1/4"X 1/4", FLAT, PNM MS, 6436K37/8992K506, WU: ALL UNITS FOR UREA SYS
0100006662 | ACTIVE | 02021808 | 02021808 | 14 | EA | MECH | NOZZLE, WATER, 1/4" MNPT, 0.125" ORIFICE, 0.530 OD, 1"L, 500 PSI MAX RATING, SPRAYING SYS. CO., H1/4U-316SS4040; WU: U-4
0100006661 | ACTIVE | 02021808 | 02021808 | 5 | EA | MECH | PIN, RETAINING, W/LOCKING WIRE, 1/2", STEEL, AZTEC MACHINE & REPAIR INC., 98416-A562, ALL UNITS FOR UREA SYSTEM
5305144320 | ACTIVE | 99999999 | 02021811 | 4 | EA | MECH | SCREW, CAP, 7/8" X 3", HEX, 316 SS, 9 TPI
5305148305 | ACTIVE | 02021811 | 02021811 | 35 | EA | MECH | SCREW, CAP, 7/8" X 2-1/2", HEX, 316 SS, 9 TPI
5310153902 | ACTIVE | 02021812 | 02021812 | 22 | EA | MECH | WASHER, FLAT, 7/8", 316 SS, ANY MFG, BY DESCRP
4730130277 | ACTIVE | 02021814 | 02021814 | 1 | EA | MECH | CLAMP,PIPE, W/ BLTS,1"-1/2X6",316 SS,SKINNER, INC.,BY DESCRIPTION,WU PIPE REPAIR, PLANT WIDE
4730130285 | ACTIVE | 02021814 | 02021814 | 2 | EA | MECH | CLAMP, PIPE, W/ BLTS, 1"-1/2X3", 316 SS, SKINNER, INC, BY DESCRP, WU: PIPE REPAIR, PLANT WIDE
0100004727 | ACTIVE | 02021815 | 02021815 | 40 | ST | MECH | HARDWARE, BOLT W/2 NUTS, 310 SS, (1)3/8-16X6" LNG BOLT (HEX HEAD) FULL THREAD, (2)HEAVY HEX NUTS, ANY MFG, BY DESCRP, USE W/CAT ID 0100002547
0100004580 | ACTIVE | 02021816 | 02021816 | 6 | EA | MECH | BELT, DRIVE, V, RAW EDGED, COGGED, 21/32"W TOP, 13/32"THK, 59"L OUTER CIR, GATES, BX56, WU:ALL UNITS, ACI BLOWERS
6145003098 | ACTIVE | 02021817 | 02021817 | 1470 | FT | ELEC/INS | WIRE, ELECTRICAL, INSUL, GREEN, (PTFE), #10, CU, 1/C, STR, 600 V, LEVITON-AMERICAN, BY DESCRIP, 500'/ROLL
6145003072 | ACTIVE | 02021817 | 02021817 | 1420 | FT | ELEC/INS | WIRE, ELECTRICAL, INSUL, WHITE, #10 AWG, CU, 1/C, STR, 600 V, BELDEN, 6M100101, 500'/ROLL
0100006084 | ACTIVE | 02021819 | 02021819 | 400 | EA | MECH | CLAMP, J, 3/8", FIST GRIP CLAMPS, KAMAN, PFQ 1010514 3/8
0100000212 | ACTIVE | 02021820 | 02021820 | 43 | EA | TOOL | ABRASIVE, WHEEL, GRINDING, NORTON ONLY, CHARGER, 4 1/2" X 1/8" X 5/8-11", 13,500 MAX RPM, NORTON BLUEFIRE, 43211
5330217752 | ACTIVE | 02021902 | 02021902 | 3 | EA | MECH | RING, BACKING, SPIRAL, TEFLON, 7/8 ID X 1-7/16 OD, MILTON ROY CO, 408-0073-221
5330172940 | ACTIVE | 02021902 | 02021902 | 10 | EA | MECH | RING, BACKING, SPIRAL, MILTON ROY CO, 408-0073-141
4320082722 | ACTIVE | 99999999 | 02021903 | 1 | EA | MECH | HEAD, DIAPHRAGM, MILTON ROY CO, 221-0653-016
5010001856 | ACTIVE | 02021903 | 02021903 | 1 | EA | MECH | ELEMENT, FILTER, PUMP, MILTON ROY CO, 407-0137-020, WU: M-R ACID PUMP MDL FR123A
7530005383 | ACTIVE | 02021904 | 02021904 | 18 | EA | ELEC/INS | CHART, REC, 0-50, GRAPHIC CONTROLS CORP, 00383745
5930228068 | ACTIVE | 02021910 | 02021910 | 3 | EA | ELEC/INS | SWITCH, LIMIT, LOXSWITCH TYPE L, 600 V, 10 A, STYLE 2 MNTNG WITH OPR LEVER #AO, 1 NO 1 NC, A600, SQUARE D, L100WS2M1
5930233142 | ACTIVE | 02021910 | 02021910 | 4 | EA | ELEC/INS | SWITCH, LIMIT, OEM, SQUARE D, L100WTL-1M-13
5930230114 | ACTIVE | 33333333 | 02021910 | 3 | EA | ELEC/INS | SWITCH, LIMIT, SQUARE D CO., 9007C62B2
5330207910 | ACTIVE | 33333333 | 02021911 | 200 | FT | MECH | GASKET, 1/2" X 1-1/2" X 25 FT, WOOL FELT, BABCOCK & WILCOX, 0526618, WU:B&W RADIANT BOILER ACCESS & MAINT DOORS, U-3&4
3110074188 | ACTIVE | 02021913 | 02021913 | 1 | EA | MECH | BEARING, THRUST, KOMLINE-SANDERSON ENG, 37A1511, WU:FS-1000 DRIVE ASSY, LIMESTONE ROTARY DRUM VACUUM FILTERS (2)
5120128953 | ACTIVE | 02021505 | 02021913 | 1 | EA | TOOL | TOOL, CAULKING/ROER, KOMLINE-SANDERSON ENGINEE, 0390373, WU: LIMESTONE
6685371418 | ACTIVE | 02021913 | 02021913 | 1 | EA | ELEC/INS | GAUGE, PRESSURE, VAC, KOMLINE-SANDERSON ENGINE, P207531, LIMESTONE
3110074220 | ACTIVE | 99999999 | 02021913 | 2 | EA | MECH | BEARING, PIVOT, KOMLINE-SANDERSON, 37A1514, WU:FS-7000 DISCHARGE ASSY, LIMESTONE ROTARY DRUM VACUUM FLTERS (2)
3020056481 | ACTIVE | 02021505 | 02021913 | 2 | EA | TOOL | TOOL, GRID REMOVAL, KOMLINE-SANDERSON, 0390020, WU: LIMESTONE
5120128979 | ACTIVE | 02021505 | 02021913 | 2 | EA | MECH | PIN, SHEV/SWIRL, KOMLINE-SANDERSON ENGINE, FS9353A, WU:WIRE WINDING ASSY, SJ LS ROTARY DRUM VACUUM FILTER(S)
5330228205 | ACTIVE | 02021913 | 02021913 | 2 | EA | MECH | SEAL, OIL, WORM SHAFT, TIMKEN, 455096, KOMLINE-SANDERSON ENGINEERING, 28Y0501, LIMESTONE
0100000030 | ACTIVE | 03010105 | 02021913 | 12 | EA | MECH | NOZZLE, SPRAY (ONLY), NORTHERN HALF, 0.7 GPM @90 DEG., 303SS, KOMLINE-SANDERSON, P207598, WU: LIMESTONE, VACUUM FILTERS
4810137549 | ACTIVE | 02021916 | 02021916 | 1 | EA | MECH | PLATE, WEAR, NYLON 101 TYPE 66, PNM MACHINE SHOP, SJS-M800, WU: FS-5000 VLV BODY ASSY, LIMESTNE ROTARY DRUM VACUUM FILTERS (2)
5307152743 | ACTIVE | 02021916 | 02021916 | 1 | EA | MECH | STUD, VLV/CENTER/LH, HASTALOY-C, KOMLINE-SANDERSON ENGINEE, KFA0005015C12, WU:FS-5000 VALVE BODY ASY,LIMESTONE ROTARY DRUM VACUUM FILTERS (2
5307152776 | ACTIVE | 02021916 | 02021916 | 1 | EA | MECH | SPRING, (4/PK), TENSION, KOMLINE-SANDERSON ENG, 07G1000-4, LIMESTONE
3020056515 | ACTIVE | 02021916 | 02021916 | 1 | EA | MECH | COLLAR, SPACING, KOMLINE-SANDERSON ENG, 0399150, WU:FS-1000 DRIVE ASSEY, LIMESTONE, ROTARY DRUM VACUUM FILTERS (2)
5330228213 | ACTIVE | 99999999 | 02021916 | 1 | EA | MECH | GASKET, GEARCASE, ONE 8' PIECE, NON-ASBESTOS, KOMLINE-SANDERSON ENGR, 03R0042, WU:FS-1000 DRIVEASSY, LIMESTONE ROTARYDRUM VAC FILTER(2)
5307152750 | ACTIVE | 02021916 | 02021916 | 1 | EA | MECH | STUD, (3/PK), PERIPHERAL, KOMLINE-SANDERSON ENGINEE, 03C0050-3, LIMESTONE
5360203342 | ACTIVE | 02021916 | 02021916 | 1 | EA | MECH | SPRING, ASSY, KOMLINE-SANDERSON, 07A1012-3, LIMESTONE 1EA = 1PKG OF 3
4810137564 | ACTIVE | 02021916 | 02021916 | 1 | EA | MECH | NUT, VALVE, CENTER STUD/LH, KOMLINE-SANDERSON ENGINEERING, 0390108, LIMESTONE
5360203334 | ACTIVE | 02021916 | 02021916 | 1 | EA | MECH | SPRING, (3/PK), VLV, KOMLINE-SANDERSON, 07A1200, LIMESTONE
4810137556 | ACTIVE | 02021916 | 02021916 | 1 | EA | MECH | BUSHING, CENTER STUD, (3PCS=1EA), KOMLINE-SANDERSON ENGINEERING, 37Q0501-3, LIMESTONE
4730136217 | ACTIVE | 02021916 | 02021916 | 10 | EA | MECH | NOZZLE, SPRAY, SOUTHERN HALF, 0.5 GPM, 303 SS, KOMLINE-SANDERSON ENGINEE, Z34G0004, WU: LIMESTONE
0100004573 | ACTIVE | 02021917 | 02021917 | 2 | EA | MECH | FILTER, PARTICULATE, OIL FILTRATION SYS, OFS-840X-3B, WU:U-3&4 OIL VACUUM DEHYDRATOR (MDL 5GPM & 10 GPM)
4730130590 | ACTIVE | 02021918 | 02021918 | 14 | EA | MECH | HOSE, 1-1/4", 30"L, RUBR, B&W, 0528090, WU:COMBUSTION EQ, MAIN MILL SEALAIR DAMP DRIVE, 3A-F, 4A-F, U-3&4
3020056499 | ACTIVE | 02021919 | 02021919 | 1 | EA | MECH | WORM, DRV, STL, KOMLINE-SANDERSON ENGINEE, 43A1502, LIMESTONE
3110074162 | ACTIVE | 02021919 | 02021919 | 1 | EA | MECH | LINER, BRG, KOMLINE-SANDERSON ENGINEE, 38Q1106, WU: FS-3000 DRUM ASSY, LIMESTONE ROTARY DRUM VAC FILTERS (2)
3110074170 | ACTIVE | 33333333 | 02021919 | 2 | EA | MECH | BUSHING, BEARING, KOMLINE-SANDERSON, 03E0004, WU: LIMESTONE
3020056523 | ACTIVE | 02021919 | 02021919 | 1 | EA | MECH | LINER, BRG, KOMLINE-SANDERSON ENGINEE, 38Q1101, WU:FS-1000 DRIVE ASSY, LIMESTONE ROTARY DRUM VAC FILTERS (2)
5307152768 | ACTIVE | 02021919 | 02021919 | 1 | EA | MECH | CONNECTOR, VACUUM, 6", KOMLINE-SANDERSON ENGINEERING,29R0422, LIMESTONE
4730130582 | ACTIVE | 33333333 | 02021921 | 2 | EA | MECH | HOSE, 2", 30"L, RUBBER, B&W, 0528095, WU:COMBUSTION EQ, MAIN MILL SEAL AIRDAMP DRIVE, 3A-F,4A-F, U3&4
5010003860 | ACTIVE | 02021924 | 02021924 | 2 | EA | MECH | CARTRIDGE, OIL FILTER, 3-13/16"OD ,3-3/4"L, AC SPARK PLUG DIV, PF-13
4730118595 | ACTIVE | 02022001 | 02022001 | 7 | EA | ELEC/INS | CLIP, TBNG, 3/8", POWER-STRUT, PS-1450-3/8
4730105535 | ACTIVE | 02022001 | 02022001 | 29 | EA | ELEC/INS | CLIP, TBNG, 1/4"X 1/4", 3/4"L, UNISTRUT CORP, METAL FRAM, B2350ZN
4730109479 | ACTIVE | 02022001 | 02022001 | 12 | EA | ELEC/INS | CLIP, TBNG, 1/4", B-LINE SYSTEMS, INC., B2308ZN
4730104942 | ACTIVE | 02022001 | 02022001 | 35 | EA | ELEC/INS | CLIP, TBNG, 3/8"X 3/8", 1"L, UNISTRUT CORP, METAL FRAM, P-6806
4730124171 | ACTIVE | 02022001 | 02022001 | 175 | EA | ELEC/INS | CLAMP, CONDUIT, ONE HOLE, 1/4", 1/2"OD, GALV STL, UNISTRUT CORP, METAL FRAM, P-2008, WU: PIPE FITTING SUPPLIES
5975263152 | ACTIVE | 02022001 | 02022001 | 73 | EA | ELEC/INS | CLAMP, TUBE, 1/4", P-W INDUSTRIES, 1207-02
4730117555 | ACTIVE | 02022001 | 02022001 | 53 | EA | ELEC/INS | CLIP, TBNG, 1/4"X 3/8", 2 LB, 7/8" CENTERS, ANY MFG, BY DESCRP
5330207852 | ACTIVE | 02022006 | 02022006 | 2 | EA | MECH | O-RING, 4-3/8"ID, 3/16, BUNA-N, ANY MFG, BY DESCRP
5330184606 | ACTIVE | 02022006 | 02022006 | 2 | EA | MECH | O-RING, SHAFT, HELICAL INPUT, STOCK EQUIP, 89-X639, WU:STOCK EQUIP RADIANT BLR, FEEDERS, BELT DRIVE RDCR, U-3
5330173526 | ACTIVE | 02022006 | 02022006 | 2 | EA | MECH | O-RING, 2.225"ID X 0.210, BUNA-N, THE ANCHOR PACKING COMPANY, BY DESCRP
4810133498 | ACTIVE | 33333333 | 02022012 | 2 | EA | MECH | BUSHING, ATWOOD-MERRILL, 35413-110-4261-031, WU: ATWOOD MORRILL 24"
5330201285 | ACTIVE | 33333333 | 02022012 | 4 | EA | MECH | GASKET, VALVE, 2-1/8 ID X 3"OD X 1/32"THK, ROUND, MONEL, NON-ASBESTOS, WEIR VALVE & CNTRL, 35123013S002, WU:ATWOOD-MORRILL 8" VALVE
5330202408 | ACTIVE | 33333333 | 02022012 | 2 | EA | MECH | GASKET, COVER PLATE, 10-1/8"ID X 11-1/8"OD X 1/32"THK, ROUND, NON-ASBESTOS, ATWOOD-MERRILL, 20532-H
6105290263 | ACTIVE | 99999999 | 02022014 | 1 | EA | ELEC/INS | MOTOR, GEAR, OEM, GENERAL ELECTRIC CO, 568B596G5
5330228734 | ACTIVE | 02022017 | 02022017 | 2 | EA | MECH | SEAL, MECHANICAL, BORG WARNER, A2R18268-01, WU:LIMESTONE, WARMAN PUMP MDL CHH 1.5/1
4820122291 | ACTIVE | 02022018 | 02022018 | 1 | EA | MECH | VALVE, RELIEF, ASSY/AIR RELIEF, 1/2", NON-ASB, DIAMOND POWER, 341245-1027
7240422647 | ACTIVE | 02022020 | 02022020 | 8 | EA | MECH | CAN, STORAGE, 1 GL, W/REGULAR HANDLE REL, JUSTRITE MFG CO, 10301
0100005210 | ACTIVE | 02022023 | 02022023 | 2 | BX | SAFETY | PROTECTOR,EAR,PLUG,ORANGE, SOFT FOAM,W/CORD,NRR 33DB,(100/BX),HOWARD LEIGHT BY HONEYWELL, GRAINGER 5FV17,(100/BX)
5330223180 | ACTIVE | 02022101 | 02022101 | 2 | EA | MECH | SEAL, PUMP, GOULDS PUMPS INC., 8690-71187
5330223172 | ACTIVE | 02022101 | 02022101 | 1 | EA | MECH | SEAL, PUMP, GOULDS PUMPS INC., 8690-64562
5330171595 | ACTIVE | 02022101 | 02022101 | 4 | EA | MECH | SEAL, OIL, INBOARD END, REFER ITEM NO 333A, GOULDS PUMPS, 8690-62019, WU:GOULD PUMP, MDL 3196ST, S/N 749B340-2. RO LP FEED MDL 3196
5975263962 | ACTIVE | 33333333 | 02022102 | 6 | EA | ELEC/INS | CONNECTOR, CONDUIT, EMT, 1-1/2", COMP TYPE, STEEL CITY DIV, TC-215
5975264432 | ACTIVE | 33333333 | 02022102 | 12 | EA | ELEC/INS | CONNECTOR, CONDUIT, EMT, 3/4" COMP TYPE, STEEL CITY DIV, TC-212 7075GSR
5975261743 | ACTIVE | 33333333 | 02022102 | 18 | EA | ELEC/INS | CONNECTOR, CONDUIT, EMT, 1-1/4", COMP TYPE, STEEL CITY DIV, TC 214
5975264267 | ACTIVE | 33333333 | 02022102 | 72 | EA | ELEC/INS | CONNECTOR, CONDUIT, EMT, 1", COMP TYPE, STEEL CITY DIV, TC-213
5975258590 | ACTIVE | 33333333 | 02022102 | 22 | EA | ELEC/INS | CONNECTOR, CONDUIT, EMT, 1/2", COMP TYPE, STEEL CITY DIV, TC211 7050GSR
4320078605 | ACTIVE | 33333333 | 02022105 | 1 | EA | MECH | IMPELLER, 2ND STAGE/ASSY, ELLIOTT COMPANY, 258367-201, WU: UNIT 4, AIR COMPRESSORS & MOTORS
4320078563 | ACTIVE | 33333333 | 02022105 | 1 | EA | MECH | IMPELLER, 3RD STAGE/ASSY, ELLIOTT COMPANY, 258368-205, WU:ELLIOTT AIR COMPRESSOR, MODEL 175, M22, SERIAL N-1109-12, U-2
4310073525 | ACTIVE | 33333333 | 02022105 | 1 | EA | MECH | DIFFUSER, COMPRESSOR, 3RD STAGE, ELLIOTT CO., QP0602-32, WU: ELLIOTT AIR COMP
5365211472 | ACTIVE | 33333333 | 02022105 | 1 | EA | MECH | SHIM, BULL GEAR BRG CAP, ELLIOTT COMPANY, 834137-1
5365211464 | ACTIVE | 33333333 | 02022105 | 1 | EA | MECH | SHIM, BULL GEAR SHFT, ELLIOTT COMPANY, 826096-1
5365210425 | ACTIVE | 33333333 | 02022105 | 5 | EA | MECH | SHIM, PINION BRG/THRUST END, ELLIOTT COMPANY, 825513-1
3110058645 | ACTIVE | 33333333 | 02022105 | 18 | EA | MECH | WASHER, LOCK, BRG, ELLIOTT CO., P25A31 WU: MODEL 175M22 SERIAL N-11009-1
4730117043 | ACTIVE | 02022108 | 02022108 | 4 | EA | MECH | REDUCER, PIPE, MALLEABLE IR, 2-1/2" X 1-1/2" FNPT, BELL, SCH 40, ANY MFG, BY DESCRP
4730118165 | ACTIVE | 02022108 | 02022108 | 2 | EA | MECH | REDUCER, PIPE, MALLEABLE IR, 2-1/2" X 1-1/4" FNPT, BELL, SCH 40 , ANY MFG, BY DESCRP, WU:BOTM ASH DOOR NOZZLES, U-1,2,3 4
4730116631 | ACTIVE | 02022108 | 02022108 | 11 | EA | MECH | COUPLING, PIPE, REDUCING, FS, 2" X 1" NPS, THDED, SA105, 3000 LB, ANY MFG, BY DESCRP
5975272518 | ACTIVE | 02022113 | 02022113 | 39 | EA | MECH | HANGER, GRATING TABLE, VJ ENTERPRISES, INC., BY DESCRP
3439002365 | ACTIVE | 02022115 | 02022115 | 5 | LB | TOOL | ELECTRODE, WELDING, ROD, 3/32"DIA, ALUMINUM GAS, EUTECTROL 21FC-E, ROCKMOUNT RESEARCH, 4503, FLUX COATED
5330227892 | ACTIVE | 02022116 | 02022116 | 1 | EA | MECH | SEAL, PRESSURE, VALVE, ROCKWELL INTERNATIONAL, 413729
5330197277 | ACTIVE | 02022116 | 02022116 | 2 | EA | MECH | GASKET, PIN/HINGE, 7/8"ID X 1-1/4"OD X 1/8"THK, NON-ASBESTOS, ROCKWELL INTERNATIONAL, 957353
4730114743 | ACTIVE | 02022117 | 02022117 | 1 | EA | MECH | NIPPLE, PIPE, SWAGED, PLAIN ENDS, SOCKET WELD, SCH 80, 2" X 1", SA234WPBN SEAMLESS, MFG BY DESCRP
5975275339 | ACTIVE | 02022118 | 02022118 | 2 | EA | MECH | KIT, SPLICE, BELT, HW1 WRENCH, NUTS & BOLTS, FLEXICO, 200138, WU:LIMESTONE CONVEYOR
0100001915 | ACTIVE | 02022119 | 02022119 | 1 | EA | MECH | VALVE, BALL, 3 PC, 1-1/2", SCKTWLD, A-20 SA351 CN7M BODY, SB473 UNS NO8020 BALL, ANSI 600 CLASS, NON-ASB, ANY MFG, BY DESC, WU: ACID INJECTION SY
8030000098 | ACTIVE | 02022119 | 02022119 | 4 | EA | CHEM | COMPOUND, SEALING, WEATHERPROOF, 1# SACK, DUCTSEAL, APPLETON, DUC-1
4730106350 | ACTIVE | 01011819 | 02022120 | 231 | EA | MECH | COUPLING, HOSE, CHICAGO FTG X 1/2" FNPT, MALLEABLE IR, DIXON VALVE, AM-3
4820123182 | ACTIVE | 02022122 | 02022122 | 2 | EA | MECH | VALVE, GLOBE, 1", FS, THD, 250 PSI WOG, NON-ASB,ASME/ANSI B16.34, ANY MFG, BY DESCRP
4320086905 | ACTIVE | 02022201 | 02022201 | 1 | EA | MECH | ROD,CONNECTING,CONNECTING,MILTON ROY,214-0018-000
4320076823 | ACTIVE | 02022201 | 02022201 | 4 | EA | MECH | ROD,CONNECTING,CONNECTING,MILTON ROY CO,214-0013-162
5120128284 | ACTIVE | 02022202 | 02022202 | 31 | EA | TOOL | SOCKET, MAGNETIC, 3/8"L, A. T & G, 10036
5120127880 | ACTIVE | 02022202 | 02022202 | 13 | EA | TOOL | SOCKET, NUTSETTER, MAGNETIC, 1/4"L, BLACK & DECKER (US), 49278
5120128342 | ACTIVE | 02022202 | 02022202 | 14 | EA | TOOL | SOCKET, MAGNETIC, 5/16"L, A. T & G, 10028
5330214890 | ACTIVE | 99999999 | 02022203 | 8 | EA | MECH | RING, SEALING, GENERAL ELECTRIC, U534N249LRBA1
4320081609 | ACTIVE | 02022204 | 02022204 | 1 | EA | MECH | PLATE, CONTOUR/PRD SIDE, MILTON ROY COMPANY, 298-0030-128
5330213413 | ACTIVE | 99999999 | 02022204 | 3 | ST | MECH | RING, OIL, GENERAL ELECTRIC CO., 34A770042-705
3020054759 | ACTIVE | 02022206 | 02022206 | 1 | AS | MECH | DOG, ASSY, ROLLER, WW SLY MFG, ABC-507, WU:WW SLY FILTER TRAVELER, BAGHOUSE, FLYASH, U-3&4
3020054742 | ACTIVE | 02022206 | 02022206 | 2 | EA | MECH | WHEEL, TOP, ASSY W/SHAFT & BEARINGS, WW SLY MFG, ABC-505, WU:WW SLY FILTER TRAVELER, BAGHOUSE FLYASH, U-3&4
3040057717 | ACTIVE | 02022206 | 02022206 | 3 | EA | MECH | BRACKET, MOUNTING, DOG CHAIN, W.W. SLY MFG CO, ABC-518-7
4730131028 | ACTIVE | 02022206 | 02022206 | 10 | EA | MECH | CLAMP,7"OD,W.W. SLY MFG CO,316028,WU:WW SLY FILTER TRAVELER, BAGHOUSE U-3 FLY ASH
5330214999 | ACTIVE | 33333333 | 02022206 | 9 | EA | MECH | SEAL, FELT, WW SLY, ABC-527, WU:WW SLY FILTER TRAVELER, BAGHOUSE U-3 FLYASH
5330214809 | ACTIVE | 99999999 | 02022207 | 12 | EA | MECH | RING, SEALING, GENERAL ELECTRIC, U526NGM000AL1
4730117191 | ACTIVE | 02022208 | 02022208 | 7 | EA | MECH | NIPPLE, PIPE, SWAGED, FORGED STEEL, 2" X 1-1/2", SW PLAIN ENDS, SCH 80, SA234WPBN SEAMLESS, ANY MFG BY DESCRP
4820124479 | ACTIVE | 02022209 | 02022209 | 3 | EA | MECH | VALVE, REGULATING, 1/2", SS BODY, NON-ASB, WHITEY CO./SWAGELOK, SS-1RS8
0100006831 | ACTIVE | 02022209 | 02022209 | 1 | EA | MECH | VALVE, BALL, 1/4"T X 1/4"T, 316SS, 40G SERIES, 0.6 CV, SWAGELOK, SS-42GS4; WU:PLANT WIDE
4810125460 | ACTIVE | 02022209 | 02022209 | 2 | EA | MECH | VALVE, 2 WAY, VEE STEM, 1/4" OD TUBE, BRS, NON-ASB, NUPRO CO./SWAGELOK, B-4JN
4820121400 | ACTIVE | 02022209 | 02022209 | 2 | EA | MECH | VALVE, REGULATING, 1/4", BRS BODY, NON-ASB, SWAGELOK, B-1RM4-S4
4820124107 | ACTIVE | 02022209 | 02022209 | 3 | EA | MECH | VALVE, REGULATING, 1/4", BRS, NON-ASB, OEM, WHITEY CO./SWAGELOK, B-1RS4
4820124974 | ACTIVE | 02022209 | 02022209 | 2 | EA | MECH | VALVE, REGULATING, 3/8", BRS BODY, NON-ASB, WHITEY CO./SWAGELOK, B-1RS6
4820123265 | ACTIVE | 02022209 | 02022209 | 4 | EA | MECH | VALVE, REGULATING, 1/2", BRS, NON-ASB, PARKER HANNIFIN CORP, 8Z-V8LN
5330184515 | ACTIVE | 02022210 | 02022210 | 4 | EA | MECH | GASKET,12-1/4"ID X 16-3/4"OD, 8 HOLES, NON-ASBESTOS, UNITED CONVEYOR CORP, 408052
5330199737 | ACTIVE | 02022210 | 02022210 | 2 | EA | MECH | GASKET, NON-ASBESTOS, UNITED CONVEYOR CORP, 408515, WU: UCC PRESS YOKE HOLE 3-2T15-11
5365215036 | ACTIVE | 99999999 | 02022211 | 4 | EA | MECH | RING, RETAINING, LOCK, GENERAL ELECTRIC, U538R875PCAN1
4730130400 | ACTIVE | 02022213 | 02022213 | 1 | EA | MECH | REDUCER, PIPE, CS, SA234WPB SMLS, 6" NPS X 2" NPS, CONCENTRIC, SCH XH, BUTTWELD, ASME B16.9, ANY MFG, BY DESCRP
4730128545 | ACTIVE | 02022213 | 02022213 | 3 | EA | MECH | TEE, PIPE, SA234 SEAMLESS,BUTTWELD, WPB, 2-1/2", SCH XH, ANY MFG, BY DESCRP
4730128529 | ACTIVE | 02022213 | 02022213 | 1 | EA | MECH | TEE, PIPE, SA234 SEAMLESS, BUTTWELD, WPB, 4", SCH XH, ANY MFG, BY DESCRP
4730130376 | ACTIVE | 02022213 | 02022213 | 2 | EA | MECH | REDUCER, PIPE, CS, SA234WPB SMLS, 6" NPS X 4" NPS, CONCENTRIC, SCH XH, BUTTWELD, ASME B16.9, ANY MFG, BY DESCRP
4820127555 | ACTIVE | 02022214 | 02022214 | 52 | EA | ELEC/INS | VALVE, SOLENOID, 1/4", FNPT, 110/120 V, 60 HZ, NON-ASB, NUMATICS, INC., 152SS43AK, WU:BOTTOM ASH, U-3&4
5330226019 | ACTIVE | 02022216 | 02022216 | 2 | EA | MECH | GASKET, COUPLING, 23-3/4", NON-ASBESTOS, STOCK EQUIPMENT CO, 3038-0000-120- PLAIN GR 27, WU:INLET LINE FROM SILO TO STOCK FEEDER, UNIT 4
5330200147 | ACTIVE | 02022216 | 02022216 | 4 | EA | MECH | GASKET, DOOR, NON-ASBESTOS, STOCK EQUIPMENT CO, 1-W4231
5330190702 | ACTIVE | 02022216 | 02022216 | 4 | EA | MECH | GASKET, 2.37" X 1.56" X 0.875", RUBBER, NON-ASBESTOS, STOCK EQUIPMENT CO, V409757.B01, WU:STOCK GRAVIMETRIC FEEDER MDL 4766-2B, DRW L-D8049-B
5330189365 | ACTIVE | 02022216 | 02022216 | 3 | EA | MECH | GASKET, BULLSEYE, NON-ASBESTOS, STOCK EQUIPMENT CO, V410100.B01, WU:STOCK FEEDER (GRAVIMETRIL), CODE #8423501,#562161DZ DOORS, UNIT 4
5330171074 | ACTIVE | 02022216 | 02022216 | 8 | EA | MECH | GASKET, COVER /GEARBOX, NON-ASBESTOS, STOCK EQUIPMENT CO, V411049.B01
5330210971 | ACTIVE | 02022216 | 02022216 | 10 | EA | MECH | GASKET, 2-7/16"ID X 3-7/8"OD X 1/32"THK, VEGETABLE FIBER, FOUR STATES GASKET, BY DESCRIPTION
5330190058 | ACTIVE | 02022216 | 02022216 | 3 | EA | MECH | GASKET, 0.007" THK, NON-ASBESTOS, FOUR STATES GASKET, BY DESCRP, WU:STOCK GRAVIMETRIC FEEDER MDL 4766-2B, DRW L-D8230-B, U-1-4
4320082771 | ACTIVE | 33333333 | 02022301 | 2 | EA | MECH | PLATE, CONTOUR, PROCESS SIDE, ITEM #298-B, M-R 298-0026-116, WU: M-R PHOSPHATE PMP
4320087119 | ACTIVE | 99999999 | 02022301 | 3 | EA | MECH | PLATE, CONTOUR, OIL SIDE, 1-1/16", WU:M-R , MDL A PMP, SIMPLEX #FR135A-117, ACID PUMPS, B.C. 2&3
5995000030 | ACTIVE | 02022302 | 02022302 | 10 | EA | TOOL | CORD, JUMPER, 100'L, DAVID CLARK CO, C52-100, WU:DCLARK SOUND POWERED HEADSETS, W/SC-88 PHONE JACKS ON EACH END
4310072774 | ACTIVE | 02022303 | 02022303 | 1 | EA | MECH | PLATE, CONTOUR, OIL SIDE, ITEM 298-C, WU: M-R CHEM FEED PMP, MDL FR-135-96
4310072964 | ACTIVE | 99999999 | 02022303 | 2 | EA | MECH | PLATE, CONTOUR, WU: MILTON ROY PMP, MO: 37FR-122A
3110058355 | ACTIVE | 02022304 | 02022304 | 1 | EA | MECH | ADAPTER, BEARING, PILLOW BLOCK, CS, 2-15/16", SNR CORP, SNW17 X 2-15/16"
4820127480 | ACTIVE | 02022305 | 02022305 | 15 | EA | ELEC/INS | VALVE, SOLENOID, W/MAN OVERRIDE, 3/8", 115 V, NON-ASB, NUMATICS, 153SA43AK011Z-30, WU:OUTLET ISLATN DMPR, 01, U-3&4; BOT
4320089156 | ACTIVE | 02022307 | 02022307 | 1 | ST | MECH | SHIM, SET, CONSISTS OF (8 PCS): (3)0.005; (3)0.0075; (2)0.020"THK, POLYETHYLENE, FOUR STATES, BY DESCRP, 8 SHIMS=1 SET
6250000566 | ACTIVE | 02022308 | 02022308 | 3 | EA | ELEC/INS | STARTER, LMP/FLUOR, 14/15/20 W, W/CONDENSER, GTE SYLVANIA INC., FS2
0100005950 | ACTIVE | 02022309 | 02022309 | 2 | EA | MECH | VALVE, BALL, 1/2", 316SS BODY, SELF-VENTING W/LATCH LOCK HANDLE, NON-ASB, OEM, SWAGELOK, SS-45VS8-LL-RD, WU: INST. PRECISION FTGS, PLANT WIDE
4820123489 | ACTIVE | 02022309 | 02022309 | 2 | EA | MECH | VALVE, NEEDLE, 3/8", 316 SS, 6000 PSI/600 DEG F, REGULATING STEM, NON-ASB, OEM, WHITEY CO./SWAGELOK, SS-6NRS6-G
4820127779 | ACTIVE | 02022309 | 02022309 | 4 | EA | MECH | VALVE, NEEDLE, 3/8", 316 SS, BALL STEM, NON-ASB, OEM,WHITEY/SWAGELOK, SS-6NBS6-G
4810125486 | ACTIVE | 02022309 | 02022309 | 3 | EA | MECH | VALVE, REGULATING, 1/4", NPT, NON-ASB, PARKER HANNIFIN CORP., 4Z-U6LR-SS
0100005949 | ACTIVE | 02022309 | 02022309 | 4 | EA | MECH | VALVE, BALL, 3/8", 316SS BODY,SELF-VENTING W/LATCH LOCK HANDLE, NON-ASB, OEM, SWAGELOK, SS-43GVS6-LL-RD, WU:INST PRECISION FTGS, PLANT WIDE
0100005948 | ACTIVE | 02022309 | 02022309 | 5 | EA | MECH | VALVE, BALL, 1/4", 316SS BODY, SELF-VENTING W/LATCH LOCK HANDLE, NON-ASB, OEM, SWAGELOK, SS-43GVS4-LL-RD, WU:INST, PLANT WIDE
4820125005 | ACTIVE | 02022309 | 02022309 | 2 | EA | MECH | VALVE, BALL, 3/8", 316 SS, OEM, WHITEY CO/SWAGELOK, SS-43GS6, WU:PLANT WIDE
4820127100 | ACTIVE | 02022309 | 02022309 | 2 | EA | MECH | VALVE, NEEDLE, 1-WAY, 3/8", TUBE, CI BODY, 2500 PSI, SS NEEDLE, NON-ASB, WHITEY CO./SWAGELOK, SS-1RS6, WU: BOILER BLOWDOWN-BECKMAN PANEL
4820124982 | ACTIVE | 02022309 | 02022309 | 7 | EA | MECH | VALVE, OEM, 1/4", 316 SS, WHITEY CO/SWAGELOK,SS-42GS4,WU:PLANT WIDE
4820124461 | ACTIVE | 02022309 | 02022309 | 4 | EA | MECH | VALVE, NEEDLE,1 /4", TUBE, 316SS BODY, NON-ASB, WHITEY CO./SWAGELOK, SS-1RS4
8415001224 | ACTIVE | 33333333 | 02022313 | 14 | PR | SAFETY | GLOVES, WORK, WELDING, SZ-MED, BLUE, TILLMAN,1250-ML,12/PK
9530000133 | ACTIVE | 33333333 | 02022315 | 3 | EA | STRUC | ROD,THREADED,BRS,3/4 IN,36 IN, ANY MFG, BY DESCRP
9530000166 | ACTIVE | 33333333 | 02022315 | 5 | EA | STRUC | ROD,THREADED,BRS,1/2 IN,36 IN,ANY MFG,BY DESCRP
4810129959 | ACTIVE | 02022316 | 02022316 | 1 | EA | ELEC/INS | VALVE, SOLENOID, AIR, 4-WAY, 1/2", NON-ASB, OEM, UCC, 196075-9, WU: UCC FLYASH & BOTTOM ASH SYS, U1&U4 ECONOMIZER
5950252162 | ACTIVE | 02022316 | 02022316 | 1 | EA | ELEC/INS | COIL,SOLENOID,115 DC V,NUMATICS, INC.,226-275,WU:NUMATICS SOLENOID MARK 7, INSTRUMENTATION, 410.430.90
5950252014 | ACTIVE | 02022316 | 02022316 | 4 | EA | ELEC/INS | COIL,SOLENOID,115 DC V,NUMATICS, INC.,226-414B,001 NUMATIC MARK 7 VALVE
6150302732 | ACTIVE | 02022316 | 02022316 | 4 | AS | ELEC/INS | CABLE, ASSEMBLY, PLUG AND CORD, 4'L, FEMALE PLG, NUMATICS, INC., 230-213
4520087760 | ACTIVE | 02022317 | 02022317 | 9 | EA | MECH | ELEMENT, FILTER, AIR, 16"W, 24"L, 1"THK, GRAINGER 5W973
0100000094 | ACTIVE | 02022318 | 02022318 | 1 | EA | SAFETY | HARNESS, SAFETY, FULL BODY, EXOFIT, LARGE, DBI/SALA, 1107977
0100000095 | ACTIVE | 02022318 | 02022318 | 4 | EA | SAFETY | HARNESS, SAFETY, FULL BODY, EXOFIT, MEDIUM, DBI/SALA, 1107976
4520087794 | ACTIVE | 02022319 | 02022319 | 15 | EA | MECH | ELEMENT, FILTER, AIR/DISPOSABLE, 16"W, 20"L, 1"THK, AIR PURE, IGF 16X20X1, WU: DECARBONATOR,(12EA/PK),FRAMED
4320080288 | ACTIVE | 02022321 | 02022321 | 1 | EA | MECH | GUARD, DE LAVAL TURBINE, P-270A, WU:DELAVAL TRBN HORIZ CENT BLR FEED PMP MDL 7BB-41310, S/N 705505-6
4810136129 | ACTIVE | 02022401 | 02022401 | 4 | KT | MECH | CYLINDER, KIT, RBULD,(3)1-3/4"RD SEALS,PSTN RD O-RNG,(2) PSTN SEALS,(2) BODY O-RNGS,(2) CUSHION SCR O-RNGS,(1) BLND END CUSHION SEAT,(1) RD EN
5330227777 | ACTIVE | 99999999 | 02022401 | 3 | EA | MECH | SEAL, MECHANICAL, PUMP, FOR MATING PART SEE 5330227819), WORTHINGTON, P02896, FOR PUMP MDL #WDR-16, 6-STAGE, FUEL OIL IGNITOR, U3&4
5330191601 | ACTIVE | 02022401 | 02022401 | 2 | EA | MECH | RING, SEALING, THRUST BEARING COVER, BUNA-N, WORTHINGTON PUMP CORP, 390074
5330179101 | ACTIVE | 02022401 | 02022401 | 5 | EA | MECH | GASKET, COVER/BEARING, LINE, FIBER, ITEM #73G, NON-ASBESTOS, FOUR STATES GASKET, BY DESCRP
5330197954 | ACTIVE | 99999999 | 02022402 | 1 | EA | MECH | RING, SEALING, PRESSURE, CHAPMAN DIVISION - CRANE, 146397004
3110071937 | ACTIVE | 33333333 | 02022402 | 1 | EA | MECH | BEARING, ROLLER, SHIELDED, 5.1181"ID X 9.0551"OD X 1.5748"W, SKF BEARING, (ONLY) NUP226 ECJ/C3, WU: A-C BC5 BRINE RECIRC PMP
4730131739 | ACTIVE | 02022404 | 02022404 | 1 | EA | MECH | COUPLING, PIPE, FBRCAST, EASY DISCONNECT, 3", PROCESS EQUIP, FIG. 11, WU:REPAIR, WMS PIPING
3110063629 | ACTIVE | 02022405 | 02022405 | 1 | EA | MECH | BEARING, ADJUSTER, MILTON ROY CO, 237-0002-006, WU: MILTON ROY MODEL A & B GEARBOX, PLANT WIDE
3110067687 | ACTIVE | 02022405 | 02022405 | 1 | EA | MECH | BEARING, CROSSHEAD, 0.3120"ID, 0.6250"OD, 1.3750"W, AL, MILTON ROY CO, 237-0003-062, WU: M-R MOD DMR1-62-92SM
3110063637 | ACTIVE | 02022405 | 02022405 | 4 | EA | MECH | TRUNNION, BRG, CONICAL SLEV, MILTON ROY, 237-0008-052, WU:M-R MDL A & B GEARBOX, PLANT WIDE
3110067695 | ACTIVE | 33333333 | 02022405 | 1 | EA | MECH | BEARING, CROSSHEAD, MILTON ROY COMPANY, 237-0003-062, WU: M-R MOD A/ED MR12472SM, & MODEL A ADMRI 69-142
6625004335 | ACTIVE | 02022407 | 02022407 | 1 | EA | ELEC/INS | PROBE,MONITORNG,5TH STAGE,BENTLY NEVADA CORP,123617-000-130-05-02-00
4810137085 | ACTIVE | 33333333 | 02022408 | 1 | EA | MECH | SEAT,VENTILATOR,GENERAL ELECTRIC CO,111B5067P0001
5310155899 | ACTIVE | 02022408 | 02022408 | 125 | EA | MECH | WASHER, BEVEL, 1/2", SELF-COLORED DIMENSION,1-1/4" X 11/32" X 5/32" X 9/16", ANY MFG, BY DESCRP, WU: PRECIPITATOR PARTS
5925231911 | ACTIVE | 99999999 | 02022409 | 3 | EA | ELEC/INS | BARRIER, SAFETY, ASSY/THROAT, GENERAL ELECTRIC, 02808AP016G001
4730123488 | ACTIVE | 02022409 | 02022409 | 19 | EA | MECH | ELBOW, PIPE, LR, SA403WP316L, 45 DEG, NPS 2 IN, SCH 40, BUTTWELD, ANY MFG, BY DESCRP
4810137606 | ACTIVE | 02022410 | 02022410 | 2 | EA | MECH | VALVE, KIT, REPAIR, SOLENOID, NON-ASB, ASCO, K314513, WU:LIMESTONE
0100006368 | ACTIVE | 02022411 | 02022411 | 2 | EA | ELEC/INS | POWERSUPPLY,DIN RAIL MOUNTED-FPS400-24,125V DC INPUT,120/240 VAC,INVENSYS FOXBORO,P0922YU,POWERSUPPLY, FPS, 400-24, P0922YU
0100006370 | ACTIVE | 02022411 | 02022411 | 2 | EA | MECH | PLATE, FCM/FBM 2 POSITION,VERT DIN RAIL MOUNTED 200 SERIES BASE,PLATE,2 FCM, SLOTS, VERT,TIME STROBE,RH926KH; WU:U1&4 DCS SYS,LIME,WW,COALHANDLG
0100006369 | ACTIVE | 02022411 | 02022411 | 4 | EA | ELEC/INS | CABLE, POWER SUPPLY TO BASEPLATE, #16, SHEILDED, 7'L, INVENSYS FOXBORO, P0926KQ
0100006375 | ACTIVE | 02022411 | 02022411 | 2 | EA | ELEC/INS | CONNECTOR, FPS400-24 POWER SUPPLY, SCHNEIDER ELECTRIC, KIT P0926DZ
5935235647 | ACTIVE | 02022411 | 02022411 | 5 | EA | ELEC/INS | RECEPTACLE, MALE, 4 CONN/W NUT, COPES-VULCAN, CV842372-0043, WU:D-P SOOT BLOWER MDL IK-525B & IK-545B, U-3
0100006382 | ACTIVE | 02022411 | 02022411 | 2 | EA | ELEC/INS | KIT, SPLITTER/COMBINER (WITH 2 MODULES), SCHNEIDER ELECTRIC, P0926MX
5975268565 | ACTIVE | 02022411 | 02022411 | 4 | EA | MECH | PLUG, CONNECTING, COPES-VULCAN, CV842374-0033, WU: DIAMOND POWER IK SOOT BLWR
4720000670 | ACTIVE | 02022414 | 02022414 | 14 | AS | MECH | HOSE, ASSY, UCC, 170210, FOR 38" ROTARY UNLOADER
9530000141 | ACTIVE | 33333333 | 02022415 | 4 | EA | STRUC | ROD,THREADED,BRS,5/8 IN,36 IN,ANY MFG,BY DESCRP
9530000117 | ACTIVE | 02022415 | 02022415 | 6 | EA | STRUC | ROD,THREADED,BRS,1/4 IN,36 IN,ANY MFG,BY DESCRP
9530000125 | ACTIVE | 02022415 | 02022415 | 4 | EA | STRUC | ROD,THREADED,BRS,3/8 IN,36 IN,ANY MFG,BY DESCRP
9530000109 | ACTIVE | 02022415 | 02022415 | 6 | EA | STRUC | ROD,THREADED,BRS,5/16 IN,36 IN, ANY MFG, BY DESCRP
3439000963 | ACTIVE | 02022416 | 02022416 | 30 | LB | TOOL | ROD,BRAZING,BARE BRONZE,3/16 IN,36,LOW FUMING,ANY MFG,BY DESCRP
3110074550 | ACTIVE | 33333333 | 02022417 | 1 | EA | MECH | BEARING, ROLLER, POSITION 5AB2, EKATO, 0921919, TIMKEN 82931, 82576, WU: LIMESTONE
4320082276 | ACTIVE | 02022501 | 02022501 | 1 | EA | MECH | PLUNGER, ASSY, MILTON ROY CO, 212-0062-020, WU:MILTON ROY MOD EDMR12259SM 5 GPH SULFURIC ACID PUMP, RO
4320075643 | ACTIVE | 02022501 | 02022501 | 1 | EA | MECH | PLUNGER, CNTRL, ITEM 212-A, MILTON ROY, 212-0048-039, WU:M-R CHEM FEED PUMP MDL FR-165-96, S/N 125557-12
5365208510 | ACTIVE | 99999999 | 02022502 | 2 | EA | MECH | SHIM, GENERAL ELECTRIC CO., 0124V592P0001
4730111574 | ACTIVE | 02022503 | 02022503 | 1 | EA | MECH | TEE, PIPE, STAINLESS, SA403 WP316L, BUTTWELD, 4", SCH 40, ANY MFG, BY DESCRP
4730106566 | ACTIVE | 02022503 | 02022503 | 3 | EA | MECH | TEE, PIPE, SA403 WP316L, BUTTWELD, 1-1/2", SCH 40, ANY MFG, BY DESCRP
4730113968 | ACTIVE | 02022503 | 02022503 | 2 | EA | MECH | TEE, PIPE, SA403 WP316L, BUTTWELD, 3", SCH 40, ANY MFG, BY DESCRP
5330227280 | ACTIVE | 02022503 | 02022503 | 4 | EA | MECH | GASKET, FLG, 17-1/2"ID X 23-1/2"OD X 1-1/4"W, OBRND, NON-ASBESTOS, GARLOCK INC, BY DESCRP, WU:LOW PRESS HOOD MANWAYS U3&4
5307150440 | ACTIVE | 02022505 | 02022505 | 5 | EA | MECH | STUD, TAP, GENERAL ELECTRIC, U606P318L1462, WU:GE TURBIN 170X650,170X763,170X764, SEQ6964, REHEAT VLV1&2, U1,3 4
3110065889 | ACTIVE | 33333333 | 02022510 | 4 | EA | MECH | BEARING, GENERAL ELECTRIC CO., 101C174AA-1-42-B03, WU:GE BLR FEED PUMP TURBINES 153066-153069,PUMP GOV 509E175BA-61, U3&4
3110066333 | ACTIVE | 33333333 | 02022510 | 1 | EA | MECH | BEARING, GENERAL ELECTRIC CO., F110B150-6-B15, WU:3&4 BOILERFEED PUMP; 3A, 3B, 4A, 4B BFP TURBINE
3110066929 | ACTIVE | 99999999 | 02022510 | 10 | EA | MECH | BEARING, GENERAL ELECTRIC CO., F100B037-88-B15, WU:3&4 BOILERFEED PUMP; 3A, 3B, 4A, 4B BFP TURBINE
5330218503 | ACTIVE | 02022513 | 02022513 | 8 | EA | MECH | SEAL, OIL, ABB AIR PREHEATER INC., 30127-30
5330218529 | ACTIVE | 02022513 | 02022513 | 4 | EA | MECH | SEAL, OIL, SINGLE LIP, 3.5"ID X 4.504"OD X 0.468"W, 66594, ABB AIR PREHEATER INC., 30178-30
5330218511 | ACTIVE | 02022513 | 02022513 | 10 | EA | MECH | SEAL, OIL, ABB AIR PREHEATER INC., 30178-29
5330218495 | ACTIVE | 02022513 | 02022513 | 7 | EA | MECH | SEAL, OIL, 1.375"ID X 2.125"OD X 0.313"W, ABB AIR PREHEATER INC., 30127-29
5315155407 | ACTIVE | 99999999 | 02022515 | 71 | EA | MECH | PIN, ROLL, 1/4"DIA, 1-1/4"L, DORMAN PROD, 623-022
5315155290 | ACTIVE | 99999999 | 02022515 | 97 | EA | MECH | PIN, ROLL, 7/32"DIA, 1-3/4"L, ROCKFORD-ECLIPSE, CR-20X
5315157841 | ACTIVE | 99999999 | 02022515 | 14 | EA | MECH | PIN, ROLL, 3/32"DIA, 1-1/4"L, DORMAN PROD, 623-009
5320000044 | ACTIVE | 02022516 | 02022516 | 1420 | EA | MECH | RIVET, POP, 5/32"DIA, 13/32"L, AL, DOME, 0.216 - 1/4", ANY MFG, BY DESCRP
5320000036 | ACTIVE | 02022516 | 02022516 | 6620 | EA | MECH | RIVET, POP, 1/8"DIA, 33/64"L, AL, DOME, 0.313 - 3/8", ANY MFG, BY DESCRP
4730107960 | ACTIVE | 02022519 | 02022519 | 22 | EA | MECH | CLAMP,HOSE,1"ID,DIXON VALVE AND COUPLING,B-14,WU: FITTING SUPPLIES
4730125848 | ACTIVE | 33333333 | 02022519 | 22 | EA | MECH | CLAMP,HOSE,3/4",DIXON VALVE AND COUPLING,BU-9,WU: 001 FITTING SUPPLIES, PLANT WIDE
4730113869 | ACTIVE | 02022519 | 02022519 | 31 | EA | MECH | CLAMP,AIR HOSE,3/4",DIXON VALVE AND COUPLING,A-9,WU: FITTING SUPPLIES
4730118942 | ACTIVE | 02022519 | 02022519 | 13 | EA | MECH | CLAMP,HOSE,1/2",DIXON VALVE AND COUPLING,A-4,WU: AUTOMOTIVE SUPPLIES
5930234041 | ACTIVE | 33333333 | 02022602 | 1 | EA | ELEC/INS | SWITCH, PRESSURE, VAC, 0-30"HG, ASCO, SC31D, WU:GE BOILER FEED PUMP TURBINE, VACUUM TRIP SWITCHES, U-3
5305155169 | ACTIVE | 99999999 | 02022602 | 1 | ST | MECH | SCREW, CAP, 1/4" X 3/4",(44/SET) SCKT/RND, SS, 20 TPI, WU:B-J PUMP SIZE 1200,STAGE 11, #7 HEATER DRAIN PMP U-4
5305154931 | ACTIVE | 99999999 | 02022602 | 18 | EA | MECH | SCREW, CAP, 3/8" X 1", SCKT/RND, 316 SS, 16 TPI
5305148628 | ACTIVE | 02022602 | 02022602 | 100 | EA | MECH | SCREW, CAP, 1/4" X 1/2", SCKT/RND, 316 SS, 20 TPI
5305152992 | ACTIVE | 99999999 | 02022602 | 125 | EA | MECH | SCREW, CAP, 1/4" X 1", SCKT/RND, SS, 20 TPI
3110062043 | ACTIVE | 02022603 | 02022603 | 7 | EA | MECH | NUT, LOCK, BRG, 1.9685 IN, N-10, 18 TPI, THE DURIRON CO, Y20A, WU:DURIRON MARK II GROUP II, ALL SIZES, GOULD MD 3736, G-D BLOWER
3110070517 | ACTIVE | 02022603 | 02022603 | 1 | EA | MECH | NUT, LOCK, BRG, 1.7717 IN, N-09, STL, 18 TPI, SKF INDUST, N-09
3110070533 | ACTIVE | 02022603 | 02022603 | 1 | EA | MECH | WASHER, LOCK, BEARING, W-09, 1.7717"ID, 2-11/32" OD, SKF INDUSTRIES INC, W-09
3110058348 | ACTIVE | 02022603 | 02022603 | 7 | EA | MECH | WASHER, LOCK, BRG, W-10, 1.9685"ID, 2-59/64"OD, 0.063" THK
5930235394 | ACTIVE | 33333333 | 02022604 | 2 | EA | ELEC/INS | SWITCH, EXPLOSION PROOF, DUAL ADJABLE HEAD, ASCO, SC12D
6695395159 | ACTIVE | 02022604 | 02022604 | 1 | EA | ELEC/INS | TRANSDUCER, TEMPERATURE, 50-160 DEG F, ASCO, QF11A1, WU: BOILER U-3&4
5930235386 | ACTIVE | 02022604 | 02022604 | 2 | EA | ELEC/INS | SWITCH,EXPLOSION PROOF,FIXED/DEADBAND HEAD,EXPLOSION PROOF,ASCO,SB32B
3110060138 | ACTIVE | 02022605 | 02022605 | 6 | EA | MECH | NUT, LOCK, BRG, 2.9528 IN, AN-15, 12 TPI, GARDNER-DENVER CO, 8500048
3110060229 | ACTIVE | 02022605 | 02022605 | 2 | EA | MECH | WASHER, LOCK, BRG, W-15, 2.9528 ID, 3-5/8"OD, SNR, BY DESCRP
3110060997 | ACTIVE | 02022605 | 02022605 | 2 | EA | MECH | NUT, LOCK, BRG, 2.3622 IN, N-12, 18 TPI, GARDNER-DENVER CO, 8500047
3110058520 | ACTIVE | 02022605 | 02022605 | 12 | EA | MECH | WASHER, LOCK, BEARING, W-12, GARDNER-DENVER COMPANY, 8500053
5920229407 | ACTIVE | 02022606 | 02022606 | 3 | EA | ELEC/INS | FUSE, CARTRIDGE, 600 V, 200 A, K5, DUAL ELEM/TIME-DELAY, 200 K, BUSSMAN MFG. CO., FRS200
5920227567 | ACTIVE | 02022606 | 02022606 | 8 | EA | ELEC/INS | FUSE, CARTRIDGE, 600 V, 60 A, K5, NON-TD, 50 K, BUSSMAN MFG. CO., NOS-60
5920228045 | ACTIVE | 02022606 | 02022606 | 1 | EA | ELEC/INS | FUSE, CARTRIDGE, CRTG, 250 V, 3 A, K5, NON-TD, 50 K, BUSSMAN MFG. CO., NON-3
5330213660 | ACTIVE | 02022607 | 02022607 | 3 | ST | MECH | PACKING, BRAIDED/SPLIT, 0.88"ID, TEFLON, ( 6 PCS=1 SET), NON-ASB, VALTEK INC, 024242-995-000
5330219022 | ACTIVE | 02022607 | 02022607 | 2 | EA | MECH | GASKET, ACTUATOR, 4-1/2"ID X 4-7/8"OD X 1/8"THK, ROUND, TEFLON, NON-ASBESTOS, VALTEK INC, 002717.925.000
5330219543 | ACTIVE | 02022607 | 02022607 | 4 | EA | MECH | GASKET, 5.190"ID X 5.690"OD X 5/32"THK, ROUND, TEFLON, NON-ASBESTOS, VALTEK INC, 002716.925.000
4810126914 | ACTIVE | 02022607 | 02022607 | 5 | EA | MECH | GASKET, SLEEVE, 4-1/4"ID X 4-5/8"OD X 0.150"THK, 150#, PLASTIC/TEFLON, NON-ASBESTOS, VALTEK INC, 001793.925.000, WU: 001 VALTEK 3" REDUCED
5330211565 | ACTIVE | 02022607 | 02022607 | 4 | EA | MECH | GASKET, SEAT RING, 3-3/8"ID X 3-3/4"OD X 1/8"THK, ROUND,TEFLON, NON-ASBESTOS, VALTEK INC, 001794-925-000
4810124133 | ACTIVE | 33333333 | 02022608 | 1 | EA | MECH | TRIM, VALVE, GLOBE, 2-1/2"- 3", 5525B-F22, STEM, DISC, YARWAY, 950312
4810122715 | ACTIVE | 33333333 | 02022608 | 1 | EA | MECH | TRIM, VALVE, 2", 5515/5525, STEM, DISC, YARWAY, 950311, WU:YARWAY VALVES, 2" SERIES 5500, WELBOND, RADIANT BOILER, U-1,2,3 4
5330174136 | ACTIVE | 02022608 | 02022608 | 2 | EA | MECH | GASKET, FULL FACE, 16", 150#, RED RUBBER, NON-ASBESTOS, ANY MFG, NY DESCRP
5330194324 | ACTIVE | 02022608 | 02022608 | 1 | EA | MECH | GASKET, FLG/FULL FACE, 12",150#, RED RUBBER, NON-ASBESTOS, ANY MFG, BY DESCRP
4820126862 | ACTIVE | 02022609 | 02022609 | 1 | EA | MECH | VALVE, NEEDLE, 1/2", 316SS BODY, SCKT, 3000 PSI-1015 DEG F, NON-ASB, ALBUQ. VALVE & FITTING, SS-12NBSW8T
4810115453 | ACTIVE | 33333333 | 02022611 | 4 | EA | MECH | SEAT,BTFLY,RUBR,ALLIS CHALMERS,097022,WU:CIRC WATER BUTTERFLY VLVS, SIZE 4-72", 60FR, U-3&4
4810132003 | ACTIVE | 02022611 | 02022611 | 4 | EA | MECH | SEAT,BUTTERFLY,RUBBER,ALLIS-CHALMERS,097002, WU: ALLIS-CHALMERS BUTTERFLY VALVE, STREAM SEAL 24", 150FR, CONDENSATE SUCTION VALVE, U-3&4
5307150119 | ACTIVE | 02022611 | 02022611 | 1 | EA | MECH | STUD, GENERAL ELECTRIC COMPANY, F802A137048-5-C02
5307150242 | ACTIVE | 99999999 | 02022611 | 8 | EA | MECH | STUD, GENERAL ELECTRIC COMPANY, F802A125042-16-C02, WU:GE BOILER FEED PMP TRBNS 153066, 153069, BODY VLV 501E370DR35, U3&4
6625003774 | ACTIVE | 33333333 | 02022612 | 1 | EA | ELEC/INS | CONTROLLER, PROGMMABLE EXP UN, 120/240 V, 2.5 A,50/60 HZ, 1 PH, ALLEN-BRADLEY CO., 1745-E101, WU: ASH SYSTEM, SLC-100, U-1,2,3,4
6625003667 | ACTIVE | 99999999 | 02022612 | 1 | EA | ELEC/INS | MODULE,OUTPUT,120 V,ALLEN-BRADLEY CO.,1771-OA
6625003634 | ACTIVE | 99999999 | 02022612 | 1 | EA | ELEC/INS | MODULE,OUTPUT,24VDC,ALLEN-BRADLEY CO.,1771-OB
4730118405 | ACTIVE | 02022616 | 02022616 | 7 | EA | MECH | FLANGE, PIPE, THDED, 4" NPS, SA105, 150 LB, FLAT FACED, ANY MFG BY DESCRP
8465000514 | ACTIVE | 02022620 | 02022620 | 1 | PR | SAFETY | PROTECTOR,EAR,MUFF,NRR 26DB,PELTOR CORP,H7B,(DO NOT SUB.)USE WITH OR WITHOUT HARD HAT/EAR CAPS 10/CS
3455000384 | ACTIVE | 02022701 | 02022701 | 34 | EA | TOOL | BLADE, CUTTING, SAW/BAND, 1/2"W, 3'8-7/8"L, 0.020"THK, HIGH SPEED STL, RAKER, 18, CAPEWELL MFG CO, B4418
5310155212 | ACTIVE | 02022705 | 02022705 | 3 | EA | MECH | NUT, OEM, GENERAL ELECTRIC, U614X000P0216
5330206060 | ACTIVE | 33333333 | 02022706 | 1 | EA | MECH | SEAL, OIL, SHAFT, ELLIOTT COMPANY, P7963A3130
5330195362 | ACTIVE | 33333333 | 02022706 | 1 | EA | MECH | SEAL, SHAFT, BULL GEAR, ELLIOTT CO, 833251-2
5330206045 | ACTIVE | 33333333 | 02022706 | 1 | EA | MECH | O-RING, ELLIOTT COMPANY, P700T658
5330206037 | ACTIVE | 33333333 | 02022706 | 1 | EA | MECH | O-RING, ELLIOTT COMPANY, P700T650
5330200089 | ACTIVE | 33333333 | 02022706 | 4 | EA | MECH | GASKET, INSPECTION COVER, NON-ASBESTOS, ELLIOTT CO, 845904-1, WU:ELLIOTT AIR COMPRSR DRIVE CASING MDL 175722 S/N N-11009-1,2
5330204248 | ACTIVE | 33333333 | 02022706 | 4 | EA | MECH | O-RING, 258, 6"ID X 1/8", VITON, ELLIOTT CO, P700D258
5330211532 | ACTIVE | 02022706 | 02022706 | 6 | EA | MECH | O-RING, 013, 7/16"ID X 1/16, FLUOROCARBON, ELLIOTT CO., P700Y013
5330204438 | ACTIVE | 33333333 | 02022706 | 2 | EA | MECH | O-RING, ELLIOTT COMPANY, P700D246
5330204461 | ACTIVE | 33333333 | 02022706 | 6 | EA | MECH | O-RING, 226, 2"ID X 1/8, FLUOROCARBON, ELLIOTT COMPANY, P700D226
5330175810 | ACTIVE | 02022708 | 02022708 | 1 | EA | MECH | GASKET, REAR, NON-ASB, MILTON ROY CO 225-0030-098, WU: PUMP MODEL FR113A-117, SERIAL 120238, ACID PUMP, RCC
5330208249 | ACTIVE | 02022708 | 02022708 | 1 | EA | MECH | SEAL, RING, PUMP, MILTON ROY, 225-0032-175
5330222323 | ACTIVE | 02022708 | 02022708 | 1 | EA | MECH | GASKET, NON-ASBESTOS, MILTON ROY CO., 225-0035-199
4320082706 | ACTIVE | 02022708 | 02022708 | 3 | EA | MECH | GASKET, RELIEF VALVE, NON-ASBESTOS, MILTON ROY CO., 225-0033-081
3020054049 | ACTIVE | 02022709 | 02022709 | 1 | ST | MECH | GEAR, SHAFT, 12.33:1, MILTON ROY CO., 252-0136-100, WU:M-R CHEM FEED PUMP, MDL A, S/N 107849-2, 142SPMMR1-49-59T
3020051649 | ACTIVE | 33333333 | 02022709 | 2 | ST | MECH | GEAR, SHAFT, MILTON ROY CO., 252-0004-500, WU:M-R PUMP MDL DMR 1-62-92SM, PHOSPHATE PUMPS, LAB
4820124685 | ACTIVE | 02022710 | 02022710 | 1 | EA | MECH | VALVE, CHECK, BACK PRES, 1/2", C-20 SS BODY, 50 PSI, NON-ASB, MILTON ROY CO, VB-0835
4820122234 | ACTIVE | 02022710 | 02022710 | 1 | EA | MECH | VALVE, CHECK, BACK PRES, 3/4", 150 PSI, NON-ASB, MILTON ROY CO, GVB-1255, WU:M-R PUMP MDL FR113A117, S/N120238, DEMINLIZER 1 & 2 CAUSTIC FEED
4820127092 | ACTIVE | 02022710 | 02022710 | 1 | EA | MECH | VALVE, CHECK, BACK PRES, 1/2", 316SS BODY, 50 PSI, NON-ASB, MILTON ROY CO, VB0831
4820126052 | ACTIVE | 02022710 | 02022710 | 1 | EA | MECH | VALVE, CHECK, BACK PRES, 1/2", 316SS BODY, 60 PSI, NON-ASB, MILTON ROY CO, VB-0831
4730130178 | ACTIVE | 02022716 | 02022716 | 1 | EA | MECH | CLAMP,PIPE, W/ BOLTS,8"X6",316 SS,SKINNER INC,FIG. 91,WU 001 PIPE REPAIR
4730130186 | ACTIVE | 02022716 | 02022716 | 4 | EA | MECH | CLAMP, PIPE, W/ BLTS, 6"X6", 316 SS, SKINNER, INC., BY DESCRP, WU: PIPE REPAIR
9515000652 | ACTIVE | 02022718 | 02022718 | 4 | BX | STRUC | SHIM, STOCK, 12"W, 50"L, 0.005"THK, 302 SS, THE ANCHOR PACKING CO., BY DESCRP
9515000330 | ACTIVE | 02022718 | 02022718 | 3 | BX | STRUC | SHIM, STOCK, 6"W, 50"L, 0.020"THK, 302 SS, THE ANCHOR PACKING CO., BY DESCRP
5330172981 | ACTIVE | 02022719 | 02022719 | 33 | EA | MECH | GASKET, RING, 12", ROUND, NUVALASTIC, W/RED HI TEMP INNER RING, NON-ASBESTOS, UCC, 1720-20, WU:UCC ASH HANDLING SYS, CONVEYOR LINE
5330215699 | ACTIVE | 02022719 | 02022719 | 34 | EA | MECH | GASKET, HIGH TEMP, NON-ASBESTOS, 6-1/2"ID X 8-3/4"OD, NUVALASTIC, W/RED O-RING MATL (INSTALLED), UCC, 1720-16, WU:UCC FLYASH & BTTM AS
5330171884 | ACTIVE | 02022719 | 02022719 | 2 | EA | MECH | GASKET, PIPE, 8", 8-3/4"ID X 11"OD, NUVALASTIC, W/RED O-RING MATL (INSTALLED), NON-ASB UCC, 1720-17, WU:UCC ASH HNDLNG, CNVR LINES
4730112531 | ACTIVE | 02022720 | 02022720 | 1 | EA | MECH | COUPLING, PIPE, REDUCING, 2" X 1-1/2" NPS, SCKTWELD, FS SA105, 3000 LB, ANY MFG, BY DESCRP
4730117746 | ACTIVE | 02022720 | 02022720 | 7 | EA | MECH | COUPLING, REDUCING, FS, SCKTWELD, 2" X 3/4" NPS, 3000#, SA105, ANY MFG, BY DESCRP
4730106806 | ACTIVE | 02022720 | 02022720 | 12 | EA | MECH | COUPLING, PIPE, REDUCING, 1" X 3/4" NPS, SCKTWELD, FS SA105, 3000 LB, ANY MFG, BY DESCRP
0100006173 | ACTIVE | 02022803 | 02022803 | 1 | EA | ELEC/INS | SWITCH, PROXIMITY, DRWG# 5-4901-115-1, TAKE-UP SECTION-DFC, RH DR, 26-1/2", UCC, 350707, WU:U1 ECONOMIZER ASH SYS
0100006209 | ACTIVE | 02022803 | 02022803 | 1 | EA | ELEC/INS | TRANSFORMER, CONTROL PANEL CRUSHER, UCC, 42193-1, WU:U-1 ECONOMIZER ASH SYSTEM
0100002528 | ACTIVE | 02022803 | 02022803 | 24 | EA | MECH | PLUG, TUBE, TAPERED, 1.47"OD X 1.2"OD X 2"L, SA696, GR C, PNM MACHINE SHOP, SJS-M1043, WU: U1 UPPER, & U4 ECONOMIZER
0100002529 | ACTIVE | 02022804 | 02022804 | 24 | EA | MECH | PLUG, TUBE, TAPERED, 1.37"OD X 1.112"OD X 2"L, SA696, GR C, PNM MACHINE SHOP, SJS-M1044, WU: U3 ECONOMIZER
6630325402 | ACTIVE | 02022807 | 02022807 | 1 | EA | MECH | GENERATOR, TV CAMERA ENCLOSURE COOLER, DIAMOND POWER, 846021-0043, WU:DIAMOND DEMON TV CAMERA COOLER, BOILER DRUM & BTM ASH HPR U-1,2,3&4
4820124123 | ACTIVE | 02022809 | 02022809 | 2 | EA | MECH | VALVE, ASSEMBLY/AIR BLEED, 1000 PSI, NON-ASB, MILTON ROY, 101-0018-000
4320082391 | ACTIVE | 02022809 | 02022809 | 4 | EA | MECH | VALVE, RELIEF, ASSY, NON-ASB, CAP 240 GPH, 105 PSI LIFT PRESS, MILTON ROY CO, 101-0013-005, WU:M-R CAUSTIC PMP, MDL A, S/N 125557,5,6,
4820125450 | ACTIVE | 02022809 | 02022809 | 1 | AS | MECH | VALVE, RELIEF, ASSY, NON-ASB, MILTON ROY CO, 102-0615-000
4820125369 | ACTIVE | 33333333 | 02022809 | 3 | AS | MECH | VALVE, RELIEF, KIT, 2", NON-ASB, MILTON ROY CO, 101-0013-001
4820126045 | ACTIVE | 02022809 | 02022809 | 1 | EA | MECH | VALVE, RELIEF, ASSY, NON-ASB, MILTON ROY CO, 101-0013-002
4320082375 | ACTIVE | 02022809 | 02022809 | 3 | EA | MECH | VALVE, DIAPHRAM, ASSEMBLY, NON-ASB, MILTON ROY CO., 101-0017-100
4820125468 | ACTIVE | 99999999 | 02022809 | 1 | EA | MECH | VALVE, ASSEMBLY, REFILL, 3200 PSI, NON-ASB, MILTON ROY, 101-0017-200
5360199557 | ACTIVE | 99999999 | 02022810 | 18 | EA | MECH | SPRING, COMPRESSION, DISCH CRTG, 1/8"ID, 1/2"OD, 1"L, SS, 9, MILTON ROY CO, 280-0033-026, WU: MILTON ROY CHEMICAL FEED PUMP, MOD FR113A117,
4320082805 | ACTIVE | 02022810 | 02022810 | 2 | EA | MECH | SPRING, RLF VLV, MILTON ROY CO, 280-0046-541
3110066697 | ACTIVE | 33333333 | 02022811 | 5 | EA | MECH | BEARING, CNTRL VLV/LOW LVR, GENERAL ELECT., U450X000P0011, WU: GE TURBINE CONTROL VLV
5365214740 | ACTIVE | 33333333 | 02022811 | 4 | EA | MECH | BUSHING, GENERAL ELECTRIC CO, U450X000P0016, WU: GE TURBINES
3130062585 | ACTIVE | 02022811 | 02022811 | 3 | EA | MECH | BEARING, PILLOW BLOCK, 0.7500"SHAFT SIZE, TRIANGLE MFG, BEH-12-A
4730135417 | ACTIVE | 33333333 | 02022812 | 7 | EA | MECH | TRAP, WATER, UNIVERSAL REPR, 1-1/2", J.A. SEXAUER, INC., 096651
4730135409 | ACTIVE | 99999999 | 02022812 | 3 | EA | MECH | TRAP, UNIVERSAL REPR, 1-1/2", PVC, J.A. SEXAUER, 096792, WU:UNDER SINK, LAB & BREAKROOMS
4730135391 | ACTIVE | 33333333 | 02022812 | 11 | EA | MECH | EXTENSION, TUBING, 1-1/2" X 12"L, PVC, J.A. SEXAUER, INC., 007872
5305151028 | ACTIVE | 99999999 | 02022901 | 46 | EA | MECH | SCREW, CAP, 1" X 7", HEX, STL, 8 TPI, GRD 8
5133001122 | ACTIVE | 02022903 | 02022903 | 30 | EA | TOOL | BIT, DRILL, TWIN, 3/16", DYNA SYSTEMS, 801-6-1264, AMERICAN MADE DRILLS ONLY, WU:INSULATION WORK, ALL UNITS
5133001106 | ACTIVE | 99999999 | 02022903 | 12 | EA | TOOL | BIT, DRILL, TWIN, 1/4", DYNA SYSTEMS, 801-6-1664
5133001130 | ACTIVE | 02022903 | 02022903 | 39 | EA | TOOL | BIT, DRILL, TWIN, 1/8", TRIUMPH TWIST DRILL, 98808
5133001114 | ACTIVE | 99999999 | 02022903 | 12 | EA | TOOL | BIT, DRILL, TWIN, 5/32", DYNA SYSTEMS, 801-6-1064
5925231077 | ACTIVE | 33333333 | 02022906 | 1 | EA | ELEC/INS | BREAKER, CIRCUIT, MLDED CASE, 600 V, 100 A, 3 POLE, ED FRAME, SENTRON SER, 25kAIC AT 480V, INSTANT TRIP, BOLT-IN MNT, SIEMENS-ALLIS, ED63A100
5925231424 | ACTIVE | 02022906 | 02022906 | 2 | EA | ELEC/INS | BREAKER, CIRCUIT, MOLDED CASE, 600 V, 20 A, 3 POLE, BROWN BOVERI INC., ED63-B020
5307152545 | ACTIVE | 99999999 | 02022907 | 12 | EA | MECH | STUD, TURBINE, PNM MACHINE SHOP, BY DESCRP, GENERAL ELECTRIC CO.F806A112054-24C0,WU:GE BLR FED PMP TRBNS 153066, 153069, VALVE 501E429FRG-2, U3&4
5307152552 | ACTIVE | 33333333 | 02022907 | 11 | EA | MECH | STUD, TURBINE, PNM MACHINE SHOP, SJS-M454, GENERAL ELECTRIC CO., F806A112050-11-C01
5307152560 | ACTIVE | 99999999 | 02022907 | 12 | EA | MECH | STUD, TURBINE, PNM MACHINE SHOP, SJS-M455, GENERAL ELECTRIC CO., F806A112044-22-C01
5925232141 | ACTIVE | 99999999 | 02022907 | 1 | EA | MECH | ROLLER, LATCH, GENERAL ELECTRIC CO, 414A112P1
5975263640 | ACTIVE | 02022910 | 02022910 | 10 | EA | ELEC/INS | NIPPLE, CONDUIT, RIGID, 1" X 3-1/2", ANY MFG, BY DESCRP
5975258855 | ACTIVE | 02022910 | 02022910 | 8 | EA | ELEC/INS | NIPPLE, CONDUIT, RIGID, GALV STL,1/2" X 2", WHEATLAND TUBE CO, BY DESCRP
5975257808 | ACTIVE | 02022910 | 02022910 | 4 | EA | ELEC/INS | NIPPLE, CONDUIT, RIGID, 1" X CLOSE, ANY MFG, BY DESCRP
5975260513 | ACTIVE | 02022910 | 02022910 | 5 | EA | ELEC/INS | NIPPLE, CONDUIT, RIGID, 3/4" X CLOSE, WHEATLAND TUBE CO, BY DESCRP
4730123181 | ACTIVE | 02022910 | 02022910 | 16 | EA | ELEC/INS | NIPPLE, CONDUIT, GALV, 2" X 1", ANY MFG, BY DESCRP
5975258731 | ACTIVE | 02022910 | 02022910 | 25 | EA | ELEC/INS | NIPPLE, CONDUIT, RIGID, 1/2" X CLOSE, ANY MFG, BY DESCRP
5975263582 | ACTIVE | 02022911 | 02022911 | 2 | EA | ELEC/INS | NIPPLE, CONDUIT, GALV STL, 2" X 4", ANY MFG BY DESCRP
5975259804 | ACTIVE | 02022911 | 02022911 | 4 | EA | ELEC/INS | NIPPLE, CONDUIT, RIGID, 1-1/2" X 2-1/2", ANY MFG, BY DESCRP
5975259010 | ACTIVE | 02022911 | 02022911 | 4 | EA | ELEC/INS | NIPPLE, CONDUIT, RIGID, 1-1/4" X 2", ANY MFG, BY DESCRP
5975263897 | ACTIVE | 02022911 | 02022911 | 4 | EA | ELEC/INS | NIPPLE, CONDUIT, RIGID,1-1/4" X CLOSE, ANY MFG, BY DSCRP
0000000274 | ACTIVE | 33333333 | 02022912 | 2 | ST | MECH | MIXER, (2 KT = 1 ST) PADDLE KIT, UCC, 6100-81-2, WU: #2 PADDLE MIXER SPROCKET UNLOADER HOUSE
0000000472 | ACTIVE | 99999999 | 02022912 | 3 | EA | MECH | STUD, FRAME PLATE LINER, WARMAN, DAM 026UE62, WU:BALL MILL PRODUCT PUMP
4730109628 | ACTIVE | 02022915 | 02022915 | 64 | EA | MECH | COUPLING, HOSE, CHICAGO FTG X 3/4" MNPT, MALLEABLE IR, DIXON VALVE, AM7
4820126094 | ACTIVE | 02022916 | 02022916 | 1 | EA | MECH | VALVE, GATE, RISING STEM, 3", BRZ BODY & GATE, THRD, 200# SWP/400# WOG, NON ASB, ASTM, CRANE COMPANY, 424
5330202630 | ACTIVE | 33333333 | 02022920 | 10 | LB | MECH | PACKING, BULK, WIRE BRAIDED, 3/4"THK, TEFLON, NON-ASB, CRANE 287I, A.W.CHESTERTON CO.,1800 #4787
8430000045 | ACTIVE | 02022924 | 02022924 | 2 | PR | SAFETY | BOOTS, SAFETY, MENS 12, STL TOE, BATA IND. BOOT, 89682-12
5305149865 | ACTIVE | 99999999 | 02023001 | 99 | EA | MECH | SCREW, CAP, 1/4" X 2-1/4", SCKT/RND, ALLOY STL
5305150616 | ACTIVE | 99999999 | 02023001 | 49 | EA | MECH | SCREW, CAP, 1/4" X 1", SCKT/RND, ALLOY STL, 20 TPI
5305150574 | ACTIVE | 02023001 | 02023001 | 41 | EA | MECH | SCREW, CAP, 1/4" X 2", SCKT/RND, ALLOY STL
5305152794 | ACTIVE | 99999999 | 02023001 | 50 | EA | MECH | SCREW, CAP, 1/4" X 3/8", SCKT/RND, 20 TPI
5305150939 | ACTIVE | 99999999 | 02023001 | 50 | EA | MECH | SCREW, CAP, #10-24 X 1", SCKT/RND, ALLOY STL
5305150590 | ACTIVE | 99999999 | 02023001 | 104 | EA | MECH | SCREW, CAP, 1/4" X 1-1/2", SCKT/RND, ALLOY STL
5305149717 | ACTIVE | 02023001 | 02023001 | 222 | EA | MECH | SCREW, CAP, 1/2" X 8", SCKT/RND, ALLOY STL
5305150889 | ACTIVE | 99999999 | 02023001 | 190 | EA | MECH | SCREW, CAP, #8 DIA X 3/4", SCKT/RND, ALLOY STL
5305151259 | ACTIVE | 02023003 | 02023003 | 6 | EA | MECH | SCREW, CAP, SCKT/RND, 1/2"-13 X 2", ALLOY STL
4320089552 | ACTIVE | 02023003 | 02023003 | 3 | EA | MECH | SCREW,CAP, HEX, 1/2"-13 X 1-1/4", CS, GR5
5305146861 | ACTIVE | 02023003 | 02023003 | 15 | EA | MECH | SCREW, CAP, SCKT/RND, LOCK, 1/2"-13X 1-1/2"
4320089578 | ACTIVE | 02023003 | 02023003 | 8 | EA | MECH | SCREW, CAP, SOCKET, 1/2-13 X1-1/4, ALLOY STEEL, WU:GARDNER DENVER BLOWER 211CDL23D, FLY ASH BLOWER, UNIT 3&4
5305155565 | ACTIVE | 02023003 | 02023003 | 7 | EA | MECH | SCREW, CAP, SOCKET/ RND, 1/2"-13 X 1", ALLOY STEEL
5310158687 | ACTIVE | 02023003 | 02023003 | 5 | EA | MECH | SCREW, GARDNER-DENVER COMPANY, 75P57N
5305147158 | ACTIVE | 02023003 | 02023003 | 11 | EA | MECH | SCREW, CAP, SCKT/RND, 3/8-16 X 1-1/4, ALLOY STEEL, WU: GD 9 CDL BLOWER
5305151242 | ACTIVE | 02023003 | 02023003 | 11 | EA | MECH | SCREW, CAP, #10-24 X 5/8", HEX, SCKT, ROUND HEAD, STL
5305149899 | ACTIVE | 99999999 | 02023003 | 68 | EA | MECH | SCREW, CAP, 1/4" X 5/8", SCKT/RND, ALLOY STL
5330194134 | ACTIVE | 02023004 | 02023004 | 2 | EA | MECH | GASKET, FULL FACE, 30" X 1/8"THK,150#, BLACK NEOPRENE, NON-ASBESTOS, ANY MFG, BY DESCRP
5330181842 | ACTIVE | 33333333 | 02023004 | 1 | EA | MECH | GASKET, FULL FACE, 16" X 1/8"THK, 150#, NEOPRENE, NON-ASBESTOS, ANY MFG, BY DESCRP
5975265850 | ACTIVE | 99999999 | 02023006 | 2 | EA | ELEC/INS | FINGER, CONTACT, PRIMARY DISCONNECT, GENERAL ELECTRIC CO, 192A9668G5
5975263244 | ACTIVE | 02023010 | 02023010 | 4 | EA | ELEC/INS | NIPPLE, CONDUIT, OFFSET, 3/4", STEEL CITY DIV, HO222
4730123165 | ACTIVE | 02023010 | 02023010 | 3 | EA | ELEC/INS | NIPPLE, CONDUIT, GALV STL, 1-1/2" X 3-1/2", RIGID, ANY MFG, BY DESCRP
4730123173 | ACTIVE | 02023010 | 02023010 | 3 | EA | MECH | NIPPLE, CONDUIT, 1-1/2" X CLOSE, P-W IND,GN112000
5975258616 | ACTIVE | 02023010 | 02023010 | 1 | EA | MECH | NIPPLE, PIPE, GALV STL, 1/2" X 3", WHEATLAND TUBE CO, ANY MFG BY DESCRP
5975259416 | ACTIVE | 33333333 | 02023010 | 1 | EA | ELEC/INS | NIPPLE, CONDUIT, OFFSET, 1/2", STEEL CITY DIV, HO221
5975264333 | ACTIVE | 02023010 | 02023010 | 6 | EA | ELEC/INS | NIPPLE, CONDUIT, RIGID, GALV STL, 1-1/4" X 3-1/2", ANY MFG BY DESCRP
4730123199 | ACTIVE | 02023010 | 02023010 | 2 | EA | ELEC/INS | NIPPLE, CONDUIT, GALV STL, 3/4" X 3-1/2", P-W IND, GN034312
4730123207 | ACTIVE | 02023010 | 02023010 | 3 | EA | ELEC/INS | NIPPLE, CONDUIT, 2" X 3/4", P-W IND.,GN034200
6145001365 | ACTIVE | 02023013 | 02023013 | 1000 | FT | ELEC/INS | WIRE, ELECTRICAL, INSUL, GLASS BRAID JACKET (BLACK), #12 AWG, CU, 1C, STR, 600 V, SLCN RUBR INSUL, 200 DEG C ,BY DESCRP, ANY MFG
6145003023 | ACTIVE | 02023013 | 02023013 | 1000 | FT | ELEC/INS | WIRE, ELECTRICAL, INSUL, RED, #12 AWG, CU, 1/C, STR, 600 V, BELDEN, 6M120103, (500'/ROLL)
6145003049 | ACTIVE | 02023013 | 02023013 | 500 | FT | ELEC/INS | WIRE, ELECTRICAL, INSUL, BLACK, #12 AWG, CU, 1/C, STR, 600 V, BELDEN 6M120102, (500'/ROLL)
5310153670 | ACTIVE | 02023014 | 02023014 | 7 | EA | ELEC/INS | NUT, SPRING, 5/16", UNISTRUT, BY DESCRP
5310156285 | ACTIVE | 02023014 | 02023014 | 31 | EA | ELEC/INS | NUT, SPRING, B-911, 3/8", 11/16 W, CS, 16 TPI, POWER-STRUT, PSRS38EG
5310153498 | ACTIVE | 02023014 | 02023014 | 172 | EA | ELEC/INS | NUT, SPRING, 1/4", 20 TPI, POWER-STRUT, PSRS1240EG
5975259325 | ACTIVE | 02023018 | 02023018 | 8 | EA | ELEC/INS | CLAMP, BEAM, CONDUIT, RIGHT/ANGLE, 3/4", U-BLT, RIDGED, MALLEABLE IR, STEEL CITY DIV, RC-3/4
5975261719 | ACTIVE | 02023018 | 02023018 | 50 | EA | ELEC/INS | CLAMP, BEAM, CONDUIT, RIGHT/ANGLE, 1 /2", U-BLT, MALLEABLE IR, STEEL CITY DIV, RC-1/2
5975264739 | ACTIVE | 02023018 | 02023018 | 5 | EA | ELEC/INS | CLAMP, CONDUIT, RIGID, STRP, 2", STL, STEEL CITY DIV, HS-106, WU: ELECTRICAL SUPPLIES
5975261016 | ACTIVE | 33333333 | 02023018 | 40 | EA | ELEC/INS | CLAMP, CONDUIT, STRAP, EMT, 1", STEEL CITY DIV, TS103, WU: STOCK ELECTRICAL MINOR MATERIAL
5975264770 | ACTIVE | 02023018 | 02023018 | 270 | EA | ELEC/INS | CLAMP, CONDUIT, RIGID, STRP, 1-1/2", GALV STL, STEEL CITY DIV, HS-105, WU: ELECTRICAL SUPPLIES
6145003023 | ACTIVE | 02023013 | 02023021 | 1000 | FT | ELEC/INS | WIRE, ELECTRICAL, INSUL, RED, #12 AWG, CU, 1/C, STR, 600 V, BELDEN, 6M120103, (500'/ROLL)
4210000628 | ACTIVE | 02023102 | 02023102 | 3 | AS | ELEC/INS | DETECTOR, FIRE PROTECTION, CPD-7054 / 2WB, FENWAL ELECTRONICS, W/2 WIRE STANDARD BASE, WU: COMBUSTION PRODUCTS FIRE ALERT
5305154287 | ACTIVE | 99999999 | 02023102 | 38 | EA | MECH | BOLT, SHOULDER, OEM WU: U3&4,GE TURBINES
4210001006 | ACTIVE | 02023106 | 02023106 | 6 | EA | ELEC/INS | DETECTOR, THERMAL, 190 DEG F, FENWAL ELECTRONICS, 27121-0, WU: PLANT COAL CONVEYOR FIRE PROTECTION
5330175166 | ACTIVE | 02023107 | 02023107 | 2 | EA | MECH | GASKET, RAISED FACE, 16", 1/8"THICK, 150#, NEOPRENE, NON-ASBESTOS, ANY MFG, BY DESCRP
5305154261 | ACTIVE | 99999999 | 02023108 | 14 | EA | MECH | BOLT, OEM, GE, U637P210L0425, WU:GE TURBINES GEN & TURBINE ENDS U3&4
5975262840 | ACTIVE | 02023116 | 02023116 | 2 | EA | ELEC/INS | BOX, ELECTRICAL, OUTLET, 1" KO, 4"W X 4"H X 2-1/8"D, STEEL CITY DIV, 52171-1
5975262915 | ACTIVE | 02023116 | 02023116 | 11 | EA | ELEC/INS | BOX, ELECTRICAL, UTILITY, 1/2" KO, 2-1/8"W X 4"L X 1-7/8"D, GALV STL, CV BRKT, STEEL CITY DIV, 58361-V1/2
5975263491 | ACTIVE | 02023116 | 02023116 | 12 | EA | ELEC/INS | BOX, ELECTRICAL, OUTLET, OCT, 1/2" KO, 4"W X 1-1/2"D, OCT/GALV STL, STEEL CITY DIV, 54151-1/2"
5975260364 | ACTIVE | 02023116 | 02023116 | 7 | EA | ELEC/INS | BOX, ELECTRICAL, DEVICE, 1/2" & 3/4" KNOCKOUTS, STL, 4 SQ, STEEL CITY DIV, 52151-1/2 & 3/4
5330189191 | ACTIVE | 02023117 | 02023117 | 1 | EA | MECH | O-RING, CHECK VALVE CARTRIDGE, MILTON ROY, 408-0068-043
5330185298 | ACTIVE | 02023202 | 02023202 | 5 | EA | MECH | GASKET, RAISED FACE, 16", 1/8"THK, 150#, NON-ASBESTOS, ANY MFG, BY DESCRP
5330191015 | ACTIVE | 02023203 | 02023203 | 3 | EA | MECH | GASKET, FULL FACE, 4" X 1/8"THK, 150#, NON-ASBESTOS, RICHARD KLINGER INC., C4400
5330188383 | ACTIVE | 02023203 | 02023203 | 7 | EA | MECH | GASKET, RAISED FACE, 4", 1/8"THK, 150#, TEFLON ENV/TETRA BLU, NON-ASBESTOS, THE ANCHOR PACKING CO, BY DESCRP
5330173906 | ACTIVE | 02023203 | 02023203 | 11 | EA | MECH | GASKET, RAISED FACE, 4", 1/16"THK, TETRA-BLUE FILLER, TEFLON ENV, NON-ASBESTOS, THE ANCHOR PACKING CO, BY DESCRP
5330186411 | ACTIVE | 02023204 | 02023204 | 1 | EA | MECH | GASKET, RAISED FACE, 18", 1/8"THK, 150#, TEFLON ENV/TETRA BLU, NON-ASBESTOS, ANY MFG, BY DESCRP
5330183491 | ACTIVE | 02023204 | 02023204 | 2 | EA | MECH | GASKET, RAISED FACE, 18" X 1/16"THK, TEFLON ENV/TETRA BLU, NON-ASBESTOS, THE ANCHOR PACKING CO, BY DESCRP
5305150749 | ACTIVE | 99999999 | 02023205 | 101 | EA | MECH | SCREW, SET, #8-32 X 5/8", HEX/SCKT, STL
5305150715 | ACTIVE | 99999999 | 02023205 | 24 | EA | MECH | SCREW, SET, #10-24 X 1", HEX/SCKT, CUP
5305149410 | ACTIVE | 02023205 | 02023205 | 5 | EA | MECH | SCREW, SET, #10-24 X 3/4", HEX/SCKT, STL
5305149402 | ACTIVE | 99999999 | 02023205 | 133 | EA | MECH | SCREW, SET, #10-24 X 3/8", HEX/SCKT, STL
5305149428 | ACTIVE | 99999999 | 02023205 | 12 | EA | MECH | SCREW, SET, #10-24 X 5/16", HEX/SCKT, STL
5305149949 | ACTIVE | 02023205 | 02023205 | 32 | EA | MECH | SCREW, SET, #8-32 X 1/4", HEX/SCKT, STL
5305145988 | ACTIVE | 99999999 | 02023209 | 65 | EA | MECH | SCREW, SET, 5/16" X 1/4", HEX/SCKT, 316 SS, 18 TPI
5305146499 | ACTIVE | 02023209 | 02023209 | 7 | EA | MECH | SCREW, SET, 1/4" X 1/4", HEX/SCKT, 316 SS, 20 TPI
5305149519 | ACTIVE | 02023209 | 02023209 | 90 | EA | MECH | SCREW, SET, 3/4" X 1", HEX/SCKT, ALLOY STL
5305149493 | ACTIVE | 99999999 | 02023209 | 19 | EA | MECH | SCREW, SET, 5/8" X 5/8", HEX/SCKT, ALLOY STL
5305144510 | ACTIVE | 99999999 | 02023209 | 104 | EA | MECH | SCREW, SET, 1/4" X 5/16", HEX/SCKT, 316 SS, 20 TPI
5305149501 | ACTIVE | 99999999 | 02023209 | 4 | EA | MECH | SCREW, SET, 5/8" X 3/4", HEX/SCKT, ALLOY STL
5305149675 | ACTIVE | 02023209 | 02023209 | 61 | EA | MECH | SCREW, SET, 3/8" X 3/4", HEX/SCKT, STAINLESS STL, 16 TPI, CUP
5305150293 | ACTIVE | 02023209 | 02023209 | 65 | EA | MECH | SCREW, CAP, 5/8" X 1-1/4", HEX, ALLOY STL, 11 TPI
5305148727 | ACTIVE | 99999999 | 02023209 | 403 | EA | MECH | SCREW, SET, 1/4" X 5/16", HEX/SCKT, 304 SS, 28 TPI
4720001652 | ACTIVE | 02023221 | 02023221 | 2 | AS | MECH | HOSE, HYD, 1/2", 24'6"L, MNPT, GATES, SYMBOL D, (CONSIST OF (25') 8C2AT REEL, (2) 88MP, (2) 8PC1FA)
4720001637 | ACTIVE | 02023221 | 02023221 | 1 | AS | MECH | HOSE, HYD, 1/2", 5'6"L, MNPT, GATES, 8C2AT, WU:PULVERIZER, HYDRAULIC, MPS89, HOSE ASSY, U-3&4
4720001629 | ACTIVE | 02023221 | 02023221 | 2 | AS | MECH | HOSE, HYD, 1/4", 4'6"L, MNPT, GATES RUBBER, 4C2AT, (CONSIST OF (5') 4C2AT REEL, (2) 4-4MP, (2) 4PC1FA)
5330221721 | ACTIVE | 02023301 | 02023301 | 2 | EA | MECH | SEAL, SHAFT, WORM, MILTON ROY CO, 408-0075-010
5330221739 | ACTIVE | 02023301 | 02023301 | 2 | EA | MECH | SEAL, OIL, 3.438"ID X 4.50"OD X .438"W, CHICAGO RAWHIDE, 34282
5330222307 | ACTIVE | 02023301 | 02023301 | 3 | EA | MECH | SEAL, OIL, 0.75"ID X 1.499"OD X 0.25"W, GARLOCK, 63X0143
5330177865 | ACTIVE | 02023301 | 02023301 | 3 | EA | MECH | SEAL, OIL, PUMP, 0.5"ID X 1.124"OD X 0.25"W, GARLOCK, INC., 63X51
5330175893 | ACTIVE | 02023301 | 02023301 | 2 | EA | MECH | SEAL, OIL, 0.75"ID X 1.499"OD X 0.25"W, CHICAGO RAWHIDE MFG., 7572
5330181123 | ACTIVE | 02023301 | 02023301 | 4 | EA | MECH | SEAL, OIL, 0.625"ID X 1.124"OD X 0.25"W, CHICAGO RAWHIDE, 6203, WU:W&T POSITIONERS AT WW CNTRL UNIT 4, I-R SOOTBLOWER GEAR BOX
5330185777 | ACTIVE | 02023301 | 02023301 | 18 | EA | MECH | SEAL, OIL, 0.875"ID X 1.25 "OD X 0.188"W, CHICAGO RAWHIDE MFG., 8627
5330175760 | ACTIVE | 02023301 | 02023301 | 2 | EA | MECH | SEAL, OIL, HI-SPEED, 0.75"ID X 1.375" X 0.25"W, CHICAGO RAWHIDE, 7512
5330197061 | ACTIVE | 02023301 | 02023301 | 3 | EA | MECH | SEAL, OIL, 0.5"ID X 0.999"OD X 0.25"W, CHICAGO RAWHIDE MFG, 4984
3110063892 | ACTIVE | 99999999 | 02023304 | 2 | EA | MECH | BUTTON, THRUST, 5TH STAGE, INGERSOLL-RAND, 2125B6-1
3439002654 | ACTIVE | 02023305 | 02023305 | 10 | LB | TOOL | ELECTRODE, WELDING, ROD, 1/8"DIA,NICKEL, (10 LBS/CAN), ROCKMOUNT RESEARCH, 2314, WU:REPAIR CAST IRON CASTNG, BLOWERS & PUMPS, U-4
5360202781 | ACTIVE | 02023307 | 02023307 | 1 | EA | MECH | SPRING, ASSY, MOORE PRODUCTS, 14995-102
5360202799 | ACTIVE | 02023307 | 02023307 | 2 | EA | MECH | SPRING, ASSY, MOORE PRODUCTS, 14995-103
5330201368 | ACTIVE | 02023312 | 02023312 | 10 | EA | MECH | GASKET, BONNET, 1.31"ID X 1.66"OD, NON-ASBESTOS, ROCKWELL INTERNATIONAL, 00494287
5330219204 | ACTIVE | 02023312 | 02023312 | 4 | EA | MECH | GASKET,VALVE, FLEXITALLIC, 1-13/16"ID X 1-5/16"OD X 1/8"THK, 2400 PSI, ROUND, 316 SS/CERAMIC, NON-ASBESTOS, ANY MFG, BY DESCRP
5330219196 | ACTIVE | 02023312 | 02023312 | 11 | EA | MECH | GASKET,VALVE, FLEXITALLIC, 1-3/16"ID X 1-5/8"OD X 1/8"THK, ROUND, 316 SS/CERAMIC, NON-ASBESTOS, ANY MFG, BY DESCRP
4320080189 | ACTIVE | 33333333 | 02023314 | 1 | ST | MECH | BLADE, ROTOR, (8 EA/ST), NON-ASB, KEVLAR, A-C COMPRESSOR CO, 16-136-463-810, WU:A-C VACUUM PUMP COMPRESSOR MDL 2717ES (27E,17S), U-3&4
4810133605 | ACTIVE | 02023318 | 02023318 | 1 | EA | MECH | CYLINDER, SIZE 50 LIN, ALUM, VALTEK INC, 016689.609.008, WU:VALTEK PV-332J, U3&4, LIMESTONE FILTRATE TRANSFER TO FILTRATE TANK
4810132417 | ACTIVE | 02023318 | 02023318 | 1 | EA | MECH | CYLINDER, VALTEK, 016681-609-008, WU:VALTEK VALVE, STANDARD ACTUATOR 25 SQ/IN
4810133647 | ACTIVE | 02023318 | 02023318 | 1 | EA | MECH | BUTTON, SPRNG, 50 SQ", VALTEK INC, 007727-029-176
7920000192 | ACTIVE | 33333333 | 02023319 | 2 | EA | OFF/JAN | SPONGE, CLEANING, W/SCOURING PAD, 3-1/2"W, 6-1/4"L, UNISOURCE, 10089893
0100005523 | ACTIVE | 02023404 | 02023404 | 2 | EA | MECH | SEAL, OIL, REDI SEAL, NITRILE, 58MM X 100MM X 8MM DLO, NATIONAL, 58X100X8, WU:ALL UNITS
0100005522 | ACTIVE | 02023404 | 02023404 | 4 | EA | MECH | SEAL, OIL, GEAR BOX, 140MM X 170MM X 13MM, KAMAN WU:ALL UNITS
5330192385 | ACTIVE | 02023404 | 02023404 | 4 | EA | MECH | SEAL, OIL, 2.125"ID X 2.875"OD X 0.25"W, CHICAGO RAWHIDE 21101
5330197103 | ACTIVE | 02023404 | 02023404 | 10 | EA | MECH | SEAL, OIL, 2.125"ID X 2.875"OD X 0.438"W, CHICAGO RAWHIDE MFG, 21098
5330194944 | ACTIVE | 33333333 | 02023404 | 2 | EA | MECH | SEAL, OIL, 2.25"ID X 3 "OD X 0.375"W, CHICAGO RAWHIDE, 22353
5305153883 | ACTIVE | 02023414 | 02023414 | 40 | EA | MECH | STUD, B-7 GR, 1-1/8"DIA, 6-3/4"L, (W/2-2H HEX NUTS), ALLOY STL A193, ANY MFG, BY DESCRP
0100004152 | ACTIVE | 33333333 | 02023418 | 19 | EA | TOOL | RADIO, COMMUNICATION, PR400, UHF, 4 WATT, TWO-WAY, 32 CH W/DISPLAY, SUB ST W/1300MAH NIMHFM/IS EXPLOSION PROOF, MOTOROLA, AAH65RDF9AA3AN/QA0
5930228969 | ACTIVE | 02023501 | 02023501 | 2 | EA | ELEC/INS | CONTROL, PHOTOELECTRIC, 120 V, 2000 W, TORK INCORPORATED, 2101, WU: GENERATION PLANT COOLING TOWERS
5330216564 | ACTIVE | 02023503 | 02023503 | 4 | EA | MECH | SEAL, OIL, 2.375"ID X 3.061"OD X 0.5"W, NATIONAL OIL SEAL, 473474
5330178160 | ACTIVE | 02023503 | 02023503 | 3 | EA | MECH | SEAL, OIL, 2.75"ID X 3.543"OD X 0.438"W, CHICAGO RAWHIDE MFG, 27295
5330174748 | ACTIVE | 02023503 | 02023503 | 3 | EA | MECH | SEAL, OIL, 2.375"ID X 3.061OD X 0.375W, GARDNER-DENVER CO., 8500062
5330177972 | ACTIVE | 02023503 | 02023503 | 6 | EA | MECH | SEAL, OIL, 2.625"ID X 3.5"OD X 0.375"W, CHICAGO RAWHIDE MFG, 26190
5330180000 | ACTIVE | 33333333 | 02023503 | 1 | EA | MECH | SEAL, OIL, COUPLING END, OUTBOARD, GOULDS PUMPS INC., 8690-63447, ITEM 332A
5330178863 | ACTIVE | 02023504 | 02023504 | 5 | EA | MECH | SEAL, OIL, 2.688"ID X 3.377"OD X 0.375"W, GARLOCK, INC., 63X1987
5330174391 | ACTIVE | 02023504 | 02023504 | 4 | EA | MECH | SEAL, OIL, 4.125"ID X 5.125"OD X .625"W, CHICAGO RAWHIDE MFG., 41180
5330179044 | ACTIVE | 02023504 | 02023504 | 2 | EA | MECH | SEAL, OIL, 1.406"ID X 2.125"OD X 0.375", GARLOCK, 63X565
5330176545 | ACTIVE | 02023504 | 02023504 | 8 | EA | MECH | SEAL, OIL, 3.25"ID X 3.94"OD X 0.25"W, DEZURIK CORP., 1004994
0000000429 | ACTIVE | 02023505 | 02023505 | 1 | EA | MECH | SEAL, MECHANICAL, GOULDS, 153013, WU: ME WASH PUMPS ALL UNITS, LIMESTONE
0100000015 | ACTIVE | 02023505 | 02023505 | 1 | EA | MECH | SEAT,CERAMIC, MECHANICAL,W/VITON O-RING,WORTHINGTON, PO2898-00,FLOWSERVE CCN # 74262916 WU: WORTHINGTON PUMP 3X2X8 TYPE D1012, S/N Y670153
5330220921 | ACTIVE | 02023505 | 02023505 | 5 | EA | MECH | SEAL, OIL, 2.625"ID X 3.751"OD X 0.438"W, MARLEY HEAT TRANSFER, 081232-C-6-15
5330185033 | ACTIVE | 02023505 | 02023505 | 4 | EA | MECH | SEAL, OIL, 2.625"ID X 3.751"OD X 0.375"W, DANA CORP, 48796
5330180810 | ACTIVE | 02023505 | 02023505 | 1 | EA | MECH | SEAL, OIL, 1.5"ID X 2.062"OD X 0.437"W, NATIONAL OIL SEAL, 480991
5330176941 | ACTIVE | 99999999 | 02023505 | 3 | EA | MECH | SEAL, OIL 2.312"ID X 3.005"OD X 0.5"W, CHICAGO RAWHIDE, 23035
5330182030 | ACTIVE | 02023505 | 02023505 | 3 | EA | MECH | SEAL, OIL, PUMP, 2.375"ID X 3.251"OD X 0.375"W, DANA CORP, 62452
0100000014 | ACTIVE | 02023505 | 02023505 | 12 | EA | MECH | GASKET, NON-ASBESTOS, WORTHINGTON PUMPS CORP, 389013-10, WU: WORTHINGTON PUMP 3X2X8 TYPE D1012 SERIAL # Y670153
5305147950 | ACTIVE | 02023512 | 02023512 | 140 | EA | MECH | SCREW,TAPPING,SHEET METAL,#14 DIA,2-1/2 IN,HEX,ZINC CHROMATE PLTED STL
5305146127 | ACTIVE | 02023512 | 02023512 | 88 | EA | MECH | SCREW,TAPPING,SHEET METAL,#14 DIA,1-1/2 IN,HEX,ZINC CHROMATE PLTED STL
5305144874 | ACTIVE | 33333333 | 02023512 | 829 | EA | MECH | SCREW,TAPPING,SHEET METAL,#14 DIA,2 IN,HEX,ZINC CHROMATE PLTED STL
5305146044 | ACTIVE | 03010901 | 02023512 | 168 | EA | MECH | SCREW,TAPPING,SHEET METAL,#14 DIA,3/4 IN,HEX,ZINC CHROMATE PLTED STL
5961003513 | ACTIVE | 02023514 | 02023514 | 7 | EA | ELEC/INS | RECTIFIER,BRIDGE, MODEL SCR 1-3,600 V,35 A,GTE SYLVANIA, ELECTRONIC,ECG-5342
3010049876 | ACTIVE | 02023602 | 02023602 | 4 | EA | MECH | ACTUATOR, LEFT HAND, DIAMOND POWER, 356039-000C, WU:D-P SOOTBLOWER
4140000565 | ACTIVE | 02023602 | 02023602 | 2 | EA | MECH | TRIGGER, 360 DEG, DIAMOND POWER, 301199-0136; WU: DIAMOND POWER SOOT BLOWER MDL IR-3, U-3&4
4140000854 | ACTIVE | 02023602 | 02023602 | 4 | EA | MECH | ROLLER, SUPT, 3-1/2"DIA, DIAMOND POWER, 323404-2129, WU:SOOT BLOWERS, MDL IK-525B & IK-545B, U-3&4
3040057030 | ACTIVE | 02023603 | 02023603 | 6 | EA | MECH | PAWL, ASSY, DIAMOND POWER, 53A007-350J
3040056495 | ACTIVE | 02023603 | 02023603 | 5 | EA | MECH | PAWL, ASSY, DIAMOND POWER, 315631-1023
3020053298 | ACTIVE | 02023603 | 02023603 | 4 | EA | MECH | GEAR, PINION DRIVE, 8 TEETH, DIAMOND POWER, 301238-0113
4140000581 | ACTIVE | 02023603 | 02023603 | 30 | EA | MECH | KEY, DIAMOND POWER, 301138-0114
5310157838 | ACTIVE | 02023603 | 02023603 | 4 | EA | MECH | WASHER, PACKING, NON-ASB, DIAMOND POWER 302027-0116, WU: U-3&4 IK-AH SOOT BLOWERS
5315158153 | ACTIVE | 02023603 | 02023603 | 8 | EA | MECH | KEY, HUB FLG, COPES-VULCAN, CV304160-0119
5360201403 | ACTIVE | 02023603 | 02023603 | 2 | EA | MECH | SPRING, VALVE, DIAMOND POWER, 302051-0115
5330224816 | ACTIVE | 02023603 | 02023603 | 8 | EA | MECH | SEAL, BEARING, FRONT SUPPORT ASSY, DIAMOND POWR, 316910-2112, WU:D-P SOOT BLOWER MDL IK-525B & IK-545B, U-3&4
5360201411 | ACTIVE | 02023603 | 02023603 | 3 | EA | MECH | SPRING, PAWL, DIAMOND POWER, 315635-1128
3110071879 | ACTIVE | 02023603 | 02023603 | 10 | EA | MECH | BEARING, FLANGE, OILITE, DIAMOND POWER, 901113-0028, WU: IR FRONT BRACKET ASSY
5315158161 | ACTIVE | 02023603 | 02023603 | 6 | EA | MECH | KEY, 1/4"W, 1-5/8"L, COPES-VULCAN, CV306037-7110, WU:D-P SOOT BLOWER MDL IK-525B & IK-545B, U-3&4
5310157846 | ACTIVE | 02023603 | 02023603 | 10 | EA | MECH | WASHER, LOCK, BERGEMANN USA, INC., BP315682-1120
5360202971 | ACTIVE | 99999999 | 02023604 | 1 | EA | MECH | SPRING, VALVE, DIAMOND POWER SPECIALTY C, 302681-0113
5315158237 | ACTIVE | 02023604 | 02023604 | 2 | EA | MECH | PIN, YOKE, DIAMOND POWER, 301235-0116, WU:D-P SOOTBLOWER MDL IK-525B & IK-545B, U-3&4
5315158377 | ACTIVE | 02023604 | 02023604 | 30 | EA | MECH | PIN, DIAMOND POWER, 301878-0118, WU:D-P SOOT BLOWER, IK-3'S, U-3&4
5315161173 | ACTIVE | 02023604 | 02023604 | 4 | EA | MECH | PIN, PINION SHAFT, DIAMOND POWER, 310547-1118
5315161165 | ACTIVE | 02023604 | 02023604 | 8 | EA | MECH | PIN, GROOVE, 3/16"DIA, 3/4"L, BERGEMANN USA, INC., BP863631-2224
5315158260 | ACTIVE | 02023604 | 02023604 | 6 | EA | MECH | PIN, TRIGGER, DIAMOND POWER, 301158-0119, WU:D-P SOOT BLOWER MDL IR-3, U-3&4
5315161009 | ACTIVE | 02023604 | 02023604 | 29 | EA | MECH | PIN, BERGEMANN USA, INC., BP108936-010A
5315159342 | ACTIVE | 02023604 | 02023604 | 4 | EA | MECH | KEY, 3/16"W, 1"L, COPES-VULCAN, CV323441-1126
5315161181 | ACTIVE | 02023604 | 02023604 | 6 | EA | MECH | PIN, GROOVE, 3/16" DIA, 1-1/4"L, DIAMOND POWER. 863631-2234
5315158229 | ACTIVE | 02023604 | 02023604 | 6 | EA | MECH | PIN, ROLL, 1/8"DIA, 1-1/4"L, DIAMOND POWER, 863651-1934
4320080940 | ACTIVE | 02023605 | 02023605 | 1 | EA | MECH | SLINGER, MECHANICAL, EXCLUDER/PUMP, JOHNS-MANVILLE, 16887 SSW
5330196741 | ACTIVE | 02023605 | 02023605 | 4 | EA | MECH | SEAL, OIL, 1.125"ID X 2.066"OD X 0.437"W, RUBR, 61457, JOHNS-MANVILLE, 9650-LUP
5330221002 | ACTIVE | 02023605 | 02023605 | 3 | EA | MECH | SEAL, OIL, INPUT SHAFT, FIGURE #28, FOLIO #526629, JOHNS-MANVILLE, 11790-LUP, WU:MPS 89 PULVERIZER, INPUT SHAFT, U-3&4
5330176594 | ACTIVE | 02023605 | 02023605 | 10 | EA | MECH | SEAL, OIL, 3"ID X 3.759"OD X 0.375"W, JOHNS-MANVILLE, 5961 LUP
5330200386 | ACTIVE | 02023606 | 02023606 | 6 | EA | MECH | GASKET,TUBE FEED FLANGE,NON-ASBESTOS,DIAMOND POWER INTERNATIONAL,53A001350F
5330200352 | ACTIVE | 02023606 | 02023606 | 3 | EA | MECH | GASKET, HOUSING, NON-ASBESTOS, DIAMOND POWER INTERNATIONAL, 323446-2129, WU:D-P SOOT BLOWER MDL IK-525B & IK-545B, U-2
5330200527 | ACTIVE | 02023606 | 02023606 | 1 | EA | MECH | GASKET, ELECTRIC MOTOR, NON-ASBESTOS, COPES-VULCAN, CV332197-2121, WU:DIAMOND POWER SOOTBLOWER-MDL IK-525B & IK-545B, U-3&4
5330212035 | ACTIVE | 02023606 | 02023606 | 6 | EA | MECH | GASKET, FEED TUBE, 2-3/8"OD , NON-ASBESTOS, DIAMOND POWER INTER, 53A002350S, WU:D-P SOOTBLWR MDL IK-525B&IK-545B, U-3&4; I-K SOOTBL POPPET VLV
5330200394 | ACTIVE | 02023606 | 02023606 | 11 | EA | MECH | GASKET, POPPET VALVE, NON-ASBESTOS, BERGEMANN USA,BP302679-0117, WU:D-P CLEANING DEVISES FOR AIR PREHEATERS, U-3&4
5330200360 | ACTIVE | 02023606 | 02023606 | 10 | EA | MECH | GASKET, COVER PLATE, NON-ASBESTOS, COPES-VULCAN, CV323447-2128
5330222380 | ACTIVE | 02023606 | 02023606 | 2 | EA | MECH | GASKET, COVER PLATE, NON-ASBESTOS, COPES-VULCAN, CV339258-1124
5330194118 | ACTIVE | 02023608 | 02023608 | 5 | EA | MECH | O-RING, 280, 14"ID X 1/8", BUNA-N, JOHNSTON PUMP CO., 568-280
5330188995 | ACTIVE | 02023608 | 02023608 | 1 | EA | MECH | O-RING, 275,1 0-1/2"ID X 1/8", BUNA-N, JOHNSTON PUMP, 568-275
5330204230 | ACTIVE | 02023608 | 02023608 | 2 | EA | MECH | O-RING, 1-7/8"ID X 1/8", BUNA-N, ANCHOR PACKING, BY DESCRP
5330204180 | ACTIVE | 02023608 | 02023608 | 14 | EA | MECH | O-RING, 110, 3/8"ID X 3/32", BUNA-N, FISHER CONTROLS CO., 1H13300699
5975262881 | ACTIVE | 02023611 | 02023611 | 3 | EA | ELEC/INS | CONNECTOR, CABLE, 1-1/2" MNPT, STRAIN RLF, STL, CORD SIZE 1.281-1.531, O.Z. GEDNEY CO, 15014
5975260612 | ACTIVE | 02023611 | 02023611 | 4 | EA | ELEC/INS | CONNECTOR, CABLE, 1" MPT, STR, ALUM, RANGE 3/8"-1/2", APPLETON ELECTRIC CO, CG-37100
5975262113 | ACTIVE | 02023611 | 02023611 | 7 | EA | ELEC/INS | CONNECTOR, CORD, 1/2"-5/8"-3/4", APPLETON, CG6250
5975260588 | ACTIVE | 33333333 | 02023611 | 5 | EA | ELEC/INS | CONNECTOR, CABLE, LIQUIDTITE, 1" MPT STR, CABLE RANGE 1/4"-3/8", THOMAS & BETTS, 2541
5975260992 | ACTIVE | 02023611 | 02023611 | 6 | EA | ELEC/INS | CONNECTOR, CABLE, GRIP, 1", STRT/ALUM, APPLETON, CG-75100
5975261982 | ACTIVE | 02023611 | 02023611 | 5 | EA | ELEC/INS | CONNECTOR, CABLE, 1" MNPT, STRAIN RLF, STL, CORD SIZE 3/4"-7/8", APPLETON ELECTRIC CO., CG-75100S
5975263665 | ACTIVE | 02023611 | 02023611 | 7 | EA | ELEC/INS | CONNECTOR, CABLE, LIQUIDTITE, 3/4" MPT STR, STL, CORD RANGE 3/8"-1/2", APPLETON, CG3775S
5975263855 | ACTIVE | 02023611 | 02023611 | 4 | EA | ELEC/INS | CONNECTOR, CABLE/CORD, LIQUIDTITE, STR, 1/2" MPT, CORD SIZE 3/8"-1/2", APPLETON, CG3750S
6685360692 | ACTIVE | 02023612 | 02023612 | 1 | EA | ELEC/INS | GAUGE, PRESSURE, VAC, 4-1/2", 1/4"NPT, BACK, 0-30"HG/0-300 PSI, MARSHALL, P11024
5330183699 | ACTIVE | 33333333 | 02023612 | 1 | EA | MECH | GASKET, SPIRAL WOUND, VALVE, NON-ASBESTOS, DE LAVAL TURBINE INC, 429069, WU:DELAVAL TURBINE 7BB 41310, S/N 705505
4730112549 | ACTIVE | 02023614 | 02023614 | 1 | EA | MECH | COUPLER, CAM/GROOVE, 4 IN, BRASS, FNPT X HOSE, DIXON VALVE AND COUPLING, BC-400, WU: GATES SODA ASH OR LIME OFF LOADING
4730107648 | ACTIVE | 99999999 | 02023614 | 3 | EA | MECH | COUPLER, HOSE, 3 IN, BRONZE, FEMALE X MNPT, DIXON VALVE & COUPLING, BB-300; USE W/CAT 4730135052, WU:RO UNIT CAUSTIC & ACID LOADING
4730111772 | ACTIVE | 02023614 | 02023614 | 2 | EA | MECH | COUPLER, CAM/GROOVE, 2 IN, BRASS, FNPT X FNPT, DIXON VALVE, 200 DBR, WU:RO UNIT CAUSTIC & ACID LOADING
4730103027 | ACTIVE | 02023614 | 02023614 | 1 | EA | MECH | COUPLER, CAM/GROV, 2 IN, BRONZE, FEMALE X MALE THREADED, DIXON VALVE AND COUPLING, 200 BBR, WU: RO UNIT CAUSTIC AND ACID LOADING
4730112952 | ACTIVE | 02023614 | 02023614 | 1 | EA | MECH | ADAPTER, PART "F", BRASS ,2", MALE, GATES RUBBER CO, BF-200
4730105014 | ACTIVE | 02023614 | 02023614 | 2 | EA | MECH | ADAPTER, HOSE, QUICK, BRONZE, 1-1/2", MALE COUPLER X FEMALE NPT, ANY MFG, BY DESCRP
4210000370 | ACTIVE | 02023614 | 02023614 | 2 | EA | MECH | ADAPTER, PIPE, REDU, BRASS, 2-1/2" FNST X 1-1/2" MNPT, DIXON, HA 2515T, WU:INDUSTRIAL WASHDOWN EQUIP
4730103852 | ACTIVE | 02023614 | 02023614 | 5 | EA | MECH | COUPLER, CAM/GROV, 2 IN, BRONZE, FEM X HOSE, DIXON VALVE, BC-200, WU:R.O. UNIT, CAUSTIC & ACID UNLOADING
4730115849 | ACTIVE | 02023614 | 02023614 | 1 | EA | MECH | ADAPTER, COUPLING, BRASS, 3", FEMALE THREAD, SEAL FAST, 300A, WU:RO UNIT CAUSTIC & ACID LOADING
4730105261 | ACTIVE | 02023614 | 02023614 | 5 | EA | MECH | COUPLER, HOSE SHANK, CAM & GROOVE, ALUM, 1-1/2" MALE, DIXON, 150 EAL
5315156306 | ACTIVE | 99999999 | 02023615 | 24 | EA | MECH | PIN, ROLL, 3/16"DIA, 1"L, DORMAN PROD, 623-017
5315157528 | ACTIVE | 02023615 | 02023615 | 12 | EA | MECH | PIN, ROLL, 5/16"DIA, 3/4"L, DORMAN PROD, 623-024
5315157049 | ACTIVE | 02023615 | 02023615 | 94 | EA | MECH | PIN, ROLL, 1/8"DIA, 1-1/4"L, DORMAN PROD, 623-012
5315157759 | ACTIVE | 99999999 | 02023615 | 30 | EA | MECH | PIN, ROLL, 5/64"DIA, 1-1/2"L, DORMAN PROD, 623-006
5315157072 | ACTIVE | 99999999 | 02023615 | 18 | EA | MECH | PIN, ROLL, 1/8"DIA, 3/4"L, DORMAN PROD, 623-011
5315156041 | ACTIVE | 99999999 | 02023615 | 100 | EA | MECH | PIN, ROLL, 5/64"DIA, 1/4"L, DORMAN PROD, 623-004
5315157023 | ACTIVE | 99999999 | 02023615 | 100 | EA | MECH | PIN, ROLL, 1/16"DIA 3/4"L, DORMAN PROD, 623-003
4730127547 | ACTIVE | 02023616 | 02023616 | 2 | EA | MECH | HOSE, ASSY/GREASE, 1/8", 3'L, FEM X MALE CPLNG, GATES RUBBER CO, 4C2AT, (CONSIST OF (3') 4C2AT REEL; (1) 42MP; (1) 42FP; (2) 4PC1FA)
3030052959 | ACTIVE | 99999999 | 02023616 | 2 | EA | MECH | BELT, DRIVE, V, 0.375" W, 0.219" THK, 22.000" OD, NATIONAL PRODUCTS, 3L220
3110058637 | ACTIVE | 33333333 | 02023617 | 2 | EA | MECH | BEARING, BALL, SINGLE ROW, 3.9370"ID, 8.4646"OD, 1.8504"W, FAFNIR BRG, 320 W, WU: A-C 200 HP ELECTRIC MOTOR
0100005554 | ACTIVE | 02023704 | 02023704 | 2 | EA | MECH | PULLEY, SHEAVE, 4/BELT, TL CONVENTIONAL MOTOR, KAMAN, 4B62TB2517, WU:ALL UNITS AGITATOR MOTORS
5365218113 | ACTIVE | 02023704 | 02023704 | 4 | EA | MECH | BUSHING, TAPER LOCK, 1-5/8", DODGE DIV., RELIANCE ELEC, 2012, WU: 3C/3D RECLAIMS
0000000349 | ACTIVE | 33333333 | 02023716 | 2 | EA | MECH | OILER, AUTOMATIC, UCC, 40716-2, GREASE FEEDERS 2 OZ. WU: #2 PADDLE MIXER SPROCKET UNLOADER HOUSE
0100001422 | ACTIVE | 02023716 | 02023716 | 9 | EA | MECH | NOZZLE, STEAM, FLOOD JET, BRASS, 3/4"MNPT, 0.406"ORIFICE, UCC, 40384-33, WU: UNITS 1,2,3,4 PADDLE MIXER
0000000288 | ACTIVE | 02023716 | 02023716 | 6 | EA | MECH | NOZZLE, SPRAY,1/2"MNPT, W/.22"ORIF., UCC, 40367-35, WU: #2 PADDLE MIXER SPROCKET UNLOADER HOUSE. NEED (2) OF THESE
5330194704 | ACTIVE | 02023806 | 02023806 | 5 | EA | MECH | SEAL, GEAR, UPPER SPUR GEAR, STOCK EQUIPMENT COMPANY, V4505596.B01
5330182709 | ACTIVE | 02023806 | 02023806 | 3 | EA | MECH | SEAL, OIL, 2.063"ID X 3.188"OD X 0.375"W, CHICAGO RAWHIDE, 20702, WU:STOCK FEEDER BELTS
5330187245 | ACTIVE | 33333333 | 02023806 | 1 | EA | MECH | SEAL, OIL, 1.688"ID X 2.75"OD X 0.5"W, CHICAGO RAWHIDE, 16900
5330170878 | ACTIVE | 02023806 | 02023806 | 10 | EA | MECH | SEAL, OIL, SINGLE LIP, 2.063"ID X 3.061"OD X 0.5"W, CHICAGO RAWHIDE MFG, 20643
5330172684 | ACTIVE | 02023806 | 02023806 | 5 | EA | MECH | SEAL, OIL, 2.5"ID X 3.543"OD X 0.438"W, RICHARD D SNIDER, BPO8A 777A
5330171850 | ACTIVE | 02023806 | 02023806 | 10 | EA | MECH | SEAL, OIL, GARLOCK, 21542-7650, WU:RADIANT BLWR, FEEDERS, WEIGHT SENSING & CORRECTION SYS, U-3
4730117209 | ACTIVE | 02023808 | 02023808 | 5 | EA | MECH | TEE, TUBING, UNION, 316 SS, TUBE,1/2", SWAGELOK, SS-810-3
4730110568 | ACTIVE | 02023808 | 02023808 | 10 | EA | MECH | TEE, TUBING, MALE BRANCH, 316 SS, 3/8"T RUN X 1/4" MNPT BRANCH, SWAGELOK, SS-600-3TTM
4730114461 | ACTIVE | 02023808 | 02023808 | 6 | EA | MECH | TEE, TUBING, MALE RUN, 316 SS, 3/8"T X 1/4" MNPT X 3/8"T BRANCH, SWAGELOK, SS-600-3TMT
4730103746 | ACTIVE | 02023808 | 02023808 | 12 | EA | MECH | TEE, TUBING, UNION, 316 SS, TUBE, 3/8", SWAGELOK, SS-600-3
4730106061 | ACTIVE | 02023808 | 02023808 | 20 | EA | MECH | TEE, TUBING, MALE BRANCH, 316 SS, 1/4"T RUN X 1/4" MNPT BRANCH, SWAGELOK, SS-400-3-4TTM
4730116235 | ACTIVE | 02023808 | 02023808 | 19 | EA | MECH | TEE, TUBING, UNION, 316 SS, TUBE, 1/4", SWAGELOK, SS-400-3
5305147737 | ACTIVE | 99999999 | 02023814 | 32 | EA | MECH | SCREW, CAP, 1" X 1-1/2", HEX, ZINC PLTD CS, 8 TPI, GRD 5
3040058020 | ACTIVE | 33333333 | 02023816 | 2 | EA | MECH | SHAFT, ASSY/LINE, PNM MACHINE SHOP, SJS-M1035A, WU:WORTHINGTON MDL 12H135-3, SIZE 12, 316SS, POND WATER SUMP, POND 3
3040058343 | ACTIVE | 02023816 | 02023816 | 1 | AS | MECH | SHAFT, ASSY, ALLOY 20, PNM MACHINE SHOP, SJS-M545, WU:WORTH MDL D1011, 3X2X10, BC5 SEED RECYCLE, WRS 3&4
3040058061 | ACTIVE | 02023816 | 02023816 | 1 | EA | MECH | SHAFT, PUMP, 316 STNLESS STL, WORTHINGTON PUMP CORP, 960480-05, PNM MACHINE SHOP, SJS-M291
5935235993 | ACTIVE | 02023906 | 02023906 | 5 | EA | MECH | CONNECTOR, ELECTROMAGNETIC, WU:STOCK EQUIP RADIANT BLR, FEEDERS, CODE 8423501,FE2289,STOCK EQUIPMENT
6350000086 | ACTIVE | 33333333 | 02023924 | 1 | EA | ELEC/INS | HORN, SPEAKER, AUDIBLE SIGNAL, 8"WD X 12-1/4"HT, 8-1/4"DIA, 110 V, 0.27 A, 110 DB AT 10', FEDERAL SIGNAL CORP., SIG, 300 GC
5905219944 | ACTIVE | 99999999 | 02024001 | 43 | EA | ELEC/INS | RESISTOR, CARBON, 150 V, 0.125 W, 1 MEG OHM, +/-5%, ALLEN-BRADLEY CO., RCR05G105JS
5905223573 | ACTIVE | 02024001 | 02024001 | 12 | EA | ELEC/INS | RESISTOR, CARBON, 150 V, 0.125 W, 5.10 MEG OHM, +/-5%, ALLEN-BRADLEY CO., RCR05G515JS
5905221783 | ACTIVE | 02024001 | 02024001 | 36 | EA | ELEC/INS | RESISTOR, CARBON, 500 V, 1 W, 4.70 MEG OHM, +/-5%, ALLEN-BRADLEY CO., RCR32G475JS
5905219746 | ACTIVE | 99999999 | 02024001 | 36 | EA | ELEC/INS | RESISTOR, CARBON, 350 V, 0.50 W, 1 MEG OHM, +/-5%, ALLEN-BRADLEY CO., RCR20G105JS
5905219910 | ACTIVE | 02024001 | 02024001 | 13 | EA | ELEC/INS | RESISTOR, CARBON, 350 V, 0.50 W, 1.10 MEG OHM, +/-5%, ALLEN-BRADLEY CO., RCR20G115JS
5905219647 | ACTIVE | 02024001 | 02024001 | 33 | EA | ELEC/INS | RESISTOR, CARBON, 350 V, 0.50 W, 1.80 MEG OHM, +/-5%, ALLEN-BRADLEY CO., RCR20G185JS
5930234488 | ACTIVE | 02024003 | 02024003 | 1 | EA | ELEC/INS | SWITCH, SELECTOR, ON/OFF, 3 POS, RESEARCH COTTRELL, 42641-L1, WU:PRECIP. CONTROL MODULES UPPER & LOWER, U-3&4
5930229090 | ACTIVE | 33333333 | 02024003 | 3 | EA | ELEC/INS | SWITCH, PUSHBUTTON, FLUSH HEAD/MOMENTARY, 600 V,1 0 A, NON-ILLUMINATED, 1 NO 1 NC, GREEN,4 /13, 1, ALLEN-BRADLEY CO., 800T-A1A
5930229140 | ACTIVE | 02024003 | 02024003 | 6 | EA | MECH | ARM, LEVER, OPERATING, LIMIT SWITCH, ADJUSTABLE, 3/4", 1/4", STL, ALLEN-BRADLEY CO., 802T-W2B5930229827
6685365410 | ACTIVE | 02024005 | 02024005 | 1 | EA | ELEC/INS | REGULATOR, PRESSURE, PNEU, ASCO, 342-03-101
4810137093 | ACTIVE | 33333333 | 02024013 | 1 | EA | MECH | VALVE, VENTILATOR, NON-ASB, OEM, GENERAL ELECTRIC CO, 198A8837P0001
4810131666 | ACTIVE | 02024014 | 02024014 | 1 | EA | MECH | SEAT,BTFLY,BUNA-N,KEYSTONE VALVE,470-206-030-100-003,WU:KEYSTONE RUBBER LINED BUTTERFLY VALVES
5310155014 | ACTIVE | 33333333 | 02024019 | 17 | EA | MECH | NUT, OEM, GENERAL ELECTRIC, U615X000P0218, WU: GE TURBINES 170X650,170X763,170X764, U1,3&4
5360199979 | ACTIVE | 99999999 | 02024021 | 12 | EA | MECH | SPRING, GENERAL ELECTRIC COMPANY, U695C002L0875
5975260745 | ACTIVE | 02024104 | 02024104 | 3 | EA | ELEC/INS | BOX, ELECTRICAL, SWITCH, 1/2" KO, 2"W X 3"H X 2-1/2"D, STL, FLUSH EARS, STEEL CITY DIV, CDOW
5975261479 | ACTIVE | 02024104 | 02024104 | 7 | EA | ELEC/INS | BOX, ELECTRICAL, UTILITY, 3/4" KO, 2-1/8"W X 4"L X 1-7/8"D, GALV STL, STEEL CITY DIV, 58361-3/4
5975260133 | ACTIVE | 02024104 | 02024104 | 20 | EA | ELEC/INS | BOX, ELECTRICAL, UTILITY, 1/2" KO, 2-1/8"W X 4"L X 1-7/8"D, GALV STL, STEEL CITY DIV, 58361-1/2
6350000177 | ACTIVE | 33333333 | 02024105 | 2 | EA | ELEC/INS | ALARM, BUZZER/VIBRATING, 120 V, 0.062 A, 88 DB AT 10', BLTED, 4"BELL W/ ADATAPLT, EDWARDS & COMPANY, 340-4N5
5330171272 | ACTIVE | 02024107 | 02024107 | 1 | EA | MECH | SEAL, OIL, PUMP, ABEX CORP., 623-12331, WU:DENISON PUMP, MDL PV094A-032-31R-4P-42-S5, S/N 8448. NO 1 EH
5330176313 | ACTIVE | 02024108 | 02024108 | 2 | EA | MECH | RING, SEALING, GENERAL ELECTRIC, 09131303G0001
5330170712 | ACTIVE | 02024113 | 02024113 | 2 | EA | MECH | SEAL, MECHANICAL, PUMP, JOHN CRANE, M213579, WU:TYPE 1 (PER DRWG FSP-11187-ALL PARTS EXCEPT GLAND & SLEEVE)
3110073735 | ACTIVE | 33333333 | 02024114 | 2 | EA | MECH | BEARING, SPHERICAL, 3.9375"ID, 7.0866"OD, 4.5940"W, SKF, 476220B-315, WU:SYS/PUL 4A/4,9, 5A/TCA, 5B/2,3,4, 5B/TCB, 5B/5
3110073776 | ACTIVE | 33333333 | 02024114 | 2 | EA | MECH | BEARING, SPHERICAL, 3.4375"ID, 5.9045"OD, 4.3750"W, SELF-ALIGNING/TAP, LINK-BELT CHAIN & SPRCKT, B22455H, WU:SYS/PUL NO. 3A/4, 3B/4
3110073651 | ACTIVE | 02024114 | 02024114 | 1 | EA | MECH | ADAPTER, BEARING, SLEEVE, STL, 4-7/16"ID, 3.762", SKF IND INC, SNW26X4-7/16, WU:SYS/PUL NO. 3A/1, 3B/1, 3C/5, 3D/4, 3D/6, 3D/5, 4A/7, 5C/7, 5C/9,
3110073636 | ACTIVE | 33333333 | 02024114 | 2 | EA | MECH | ADAPTER, BEARING, SLEEVE, STL, 2-7/16"ID, 2.296", SKF IND INC, SNW15X2-7/16, WU:SYS/PUL NO. 3C/7, 3C/8, 3D/7, 3D/8, 5A/TCCA, 5B/TCCB, SG/SGAC,
5305154311 | ACTIVE | 33333333 | 02024120 | 2 | EA | MECH | BOLT, OEM, WU:GE TURBINES 170X650,763,764, SEQ #1609, NOZZLE BOX LOWER, U1,3,4
5305148206 | ACTIVE | 33333333 | 02024120 | 8 | EA | MECH | BOLT, OEM, GENERAL ELECTRIC, U624P210L0650, WU: U1,3,&4 GE TURBINES DIAP HORIZ JOINT
5305146267 | ACTIVE | 33333333 | 02024120 | 10 | EA | MECH | BOLT, OEM, GENERAL ELECTRIC, U624P210L0750, WU: U 1,3,&4 GE TURBINES DIA, HORIZ. JOINT
5305145947 | ACTIVE | 33333333 | 02024120 | 13 | EA | MECH | BOLT, OEM, WU: U1,3,&4, GE TURBINES, DIA HORIZ JT
5305148552 | ACTIVE | 99999999 | 02024120 | 6 | EA | MECH | BOLT, OEM, WU: U1,3,&4 TURBINE ENDS
5305145129 | ACTIVE | 99999999 | 02024120 | 10 | EA | MECH | BOLT, OEM, GENERAL ELECTRIC, 173B6845P0001, WU:U-1,3,4 TURBINE COMMON
5975261024 | ACTIVE | 99999999 | 02024123 | 3 | EA | ELEC/INS | SPLICE,KIT,12.5 KV/ 600 AMP KV,750 KCMIL,AL,ELASTIMOLD DIVISION,650S-JB750-JB750
6640000011 | ACTIVE | 02024124 | 02024124 | 12 | EA | MECH | BOTTLE, SAMPLE/CHEMICAL, 500ML, (16OZ), POLY, TRANSLUCENT, WIDE, (12EA/PK), VWR 16125-082
4810129447 | ACTIVE | 33333333 | 02024202 | 1 | EA | MECH | DIAPHRAGM, VALVE, VCR, 1", GENERAL ELECTRIC, U5313X00P0103, WU: DEMIN SYSTEM
5975263699 | ACTIVE | 02024204 | 02024204 | 1 | EA | ELEC/INS | BOX, ELECTRICAL, DEVICE, 3/4", AL, 1 GANG, 2 SAME END HUBS, KILLARK ELECTRIC MFG, FSS-2
5975263327 | ACTIVE | 02024204 | 02024204 | 2 | EA | ELEC/INS | BOX, ELECTRICAL, DEVICE, 3/4", AL, 1 GANG, 1 TOP HUB/2 BTM HUBS, KILLARK ELECTRIC MFG, FSCC-1-75
5975268177 | ACTIVE | 02024204 | 02024204 | 11 | EA | ELEC/INS | BOX, ELECTRICAL, DEVICE, 3/4", 1 GANG, 1 END HUB, KILLARK ELECTRIC MFG, FD-2
4810127185 | ACTIVE | 99999999 | 02024216 | 1 | EA | MECH | DIAPHRAGM, VALVE, NITRILE, SIZE 34-40, FISHER CONTROLS CO., 2E669902202
4810123275 | ACTIVE | 99999999 | 02024216 | 1 | EA | MECH | DIAPHRAGM, VALVE, NITRILE/DACRON, SIZE 20 & 32, FISHER CONTROLS CO., IN-4478-0699, WU: FISHER VALVE TYPE 5136S
3439002407 | ACTIVE | 02024217 | 02024217 | 22 | LB | TOOL | ELECTRODE, WELDING, ROD, 1/8"DIA, CHROME CARBIDE, ROCKMOUNT RESEARCH, 3634
5330200261 | ACTIVE | 02024303 | 02024303 | 4 | EA | MECH | GASKET, BODY, 6", NEOPRENE, NON-ASBESTOS, FISCHER & PORTER CO, 333C289Q10
5330174524 | ACTIVE | 99999999 | 02024307 | 4 | EA | MECH | SEAL, LABYRINTH, BEARING, 4-15/16"ID X 5-11/16"OD X 1"W, ALUM, SKF INDUSTRIES INC, LER122
5330177402 | ACTIVE | 99999999 | 02024307 | 1 | EA | MECH | SEAL, LABYRINTH, BEARING, 5-15/16"ID X 6-7/8"OD X 1"W, ALUM, SKF INDUSTRIES INC, LER140
3110069634 | ACTIVE | 02024311 | 02024311 | 1 | EA | MECH | BEARING, BALL, SINGLE ROW CONRAD, (2) SHIELDS, 3.5433"ID, 7.4803"OD, 1.6929"W, SKF IND., 6318 2Z JEM, WU: SOOT BLOWING PLANT AIR CMPRSSR, NO.1
3110066077 | ACTIVE | 33333333 | 02024318 | 2 | EA | MECH | BEARING, TENSION, 2.6875"ID, BRONZE, PNM MACHINE SHOP, SJS-M74, WU:WORTHINGTON MDL 16QL21, SIZE 16 ", S/N VTP33924, 25, 74TU 1
3120060789 | ACTIVE | 02024318 | 02024318 | 9 | EA | MECH | BEARING, CONNECTOR, 2.695"ID, 4"OD, PNM MACHINE SHOP, SJS-M14, WU:WORTHINGTON MDL 16QL21, SIZE 16", RIVER WATER STATION,
3120060771 | ACTIVE | 02024318 | 02024318 | 2 | EA | MECH | BEARING, CONNECTOR, 3.0000"ID, 4.0000"OD, BRONZE, PNM MACHINE SHOP, SJS-M6, WORTHINGTON PUMP, 6-22880
6210001282 | ACTIVE | 02024323 | 02024323 | 1 | EA | ELEC/INS | FIXTURE, LIGHT, FLUOR, 120 V, 48"LONG/0.80 AMPS, METALLUX, SS240-120-LE3
4320080239 | ACTIVE | 02024401 | 02024401 | 1 | EA | MECH | RING, COVER, GOULDS PUMPS INC., 744351001
4320076401 | ACTIVE | 02024401 | 02024401 | 1 | EA | MECH | RING, IMPELLER, GOULDS PUMPS INC., 74411-1001, WU: U-3&4 BOILER BLOWDOWN TANK DRAIN
4320076724 | ACTIVE | 02024401 | 02024401 | 1 | EA | MECH | RING, IMPELLER, GOULDS PUMPS INC., 74436-1001, WU: U-3&4 BOILER BLOWDOWN TANK DRAIN
4320075635 | ACTIVE | 02024402 | 02024402 | 1 | EA | MECH | SLEEVE,SHAFT,PUMP,2,PNM MACHINE SHOP,SJS-M367,WU:GOULDS CITY WATER BOOSTER PUMPS 1&2 MDL 3933, RIVER STATION
4320075999 | ACTIVE | 02024402 | 02024402 | 1 | EA | MECH | SLEEVE,SHAFT,PUMP,316 SS,PNM MACHINE SHOP,SJS-M435,WU:GOULD PMP MDL3196MT, 3X4-8, S/N751B404, PROD STRG&POND 2 TRANFR PMP
5360200231 | ACTIVE | 33333333 | 02024408 | 4 | EA | MECH | SPRING, GENERAL ELECTRIC CO, 165A537BE-1-23-B40, WU:GE BOILER FEED PUMP TURBINES 153066153069, TRIP 509E125BR-66, U3&4
5360202435 | ACTIVE | 02024408 | 02024408 | 1 | EA | MECH | SPRING, GENERAL ELECTRIC COMPANY, 101A141MK-1-7-C02
5360198773 | ACTIVE | 02024408 | 02024408 | 1 | EA | MECH | SPRING, GENERAL ELECTRIC COMPANY, 101A141MK-1-7-C01
5360199847 | ACTIVE | 99999999 | 02024408 | 2 | EA | MECH | SPRING, GENERAL ELECTRIC COMPANY, 101A141BY-1-11-B50
4810120487 | ACTIVE | 02024503 | 02024503 | 1 | EA | ELEC/INS | VALVE, SOLENOID, 2-WAY/NC, 1/2", SS BODY, FNPT, 150 PSI, 110/125 AC/40 DC V, 17.1 W, 5/8" ORIFICE, 50/60 HZ, NON-ASB, ASCO, EF8210G87
4810121451 | ACTIVE | 02024503 | 02024503 | 1 | EA | ELEC/INS | VALVE, SOLENOID, 3-WAY, 1/4", BRS BODY, FNPT, 20-30 PSI, 110/120 V, 9 AC/9.7 DC W, 1/8" ORIFICE, 50/60 HZ, ASCO, 8320A010
4810120495 | ACTIVE | 02024503 | 02024503 | 2 | EA | ELEC/INS | VALVE, SOLENOID, 3-WAY, 1/8", BRS BODY, FNPT, 100 LB, 120 V, 9 W, 1/16" ORIFICE , 60 HZ, NON-ASB, ASCO, 8320G1MS-120/60
5307150648 | ACTIVE | 99999999 | 02024507 | 4 | EA | MECH | STUD, TAP, GENERAL ELECTRIC, U606P318L1562
5307150069 | ACTIVE | 33333333 | 02024507 | 10 | EA | MECH | STUD, TURBINE, THROUGH, GENERAL ELECTRIC, U605P316L1450
5307150507 | ACTIVE | 02024507 | 02024507 | 3 | EA | MECH | STUD, BODY BOUND, GENERAL ELECTRIC, U609P112L0825
0100005505 | ACTIVE | 33333333 | 02024512 | 2 | EA | MECH | VALVE, RELIEF, SAFETY SET, 2-1/2" FNPT, CAP 1249 SCFM A08, NON-ASB, 12.5 PSI, KUNKLE, 337J01 ANE, WU:ALL UNITS
4820126276 | ACTIVE | 02024512 | 02024512 | 1 | EA | MECH | VALVE, RELIEF, AIR RELEASE, 1", 300 PSI, NON-ASB, APCO VALVE & PRIMER CORP., 200A.6
4320075692 | ACTIVE | 02024514 | 02024514 | 1 | EA | MECH | IMPELLER, PUMP, 2-3/4 "DIA, NEOPRENE, I.T.T. JABSCO, 17956-0001, WU:JABSCO FLEXIBLE IMPELLER PMP, MDL 6050-0001, 26 GPM
5930231823 | ACTIVE | 02024515 | 02024515 | 5 | EA | ELEC/INS | SWITCH, AC-DC, SIEMENS-ALLIS, 15-171-186-010
5920228417 | ACTIVE | 02024515 | 02024515 | 2 | EA | ELEC/INS | FUSE, TRIGGER, SIEMENS-ALLIS, 72-140-317-001
5310159784 | ACTIVE | 02024515 | 02024515 | 6 | EA | MECH | WASHER, "U", SIEMENS-ALLIS, 00-659-056-057
5340188969 | ACTIVE | 99999999 | 02024516 | 4 | EA | MECH | CLEVIS, OEM, SIEMENS-ALLIS, 71-240-542-001
5340188951 | ACTIVE | 99999999 | 02024516 | 5 | EA | MECH | CLEVIS, OEM, SIEMENS-ALLIS, 71-240-561-001
4320089479 | ACTIVE | 02024602 | 02024602 | 2 | EA | MECH | WASHER, SPRING, OEM, GARDNER DENVER BLOWER, 8508481, WU:G-D BLOWER 211CDL23D, FLY ASH BLOWER, U-3&4
5365211597 | ACTIVE | 02024602 | 02024602 | 1 | ST | MECH | SHIM, SET, SHFT, (2)0.003/ (2)0.005/ (2)0.015"THK, 6 PCS, GARDNER-DENVER CO., 8500257
5365211589 | ACTIVE | 02024602 | 02024602 | 4 | ST | MECH | SHIM, SET, SHFT, 6 PCS, GARDNER-DENVER CO., 8500253
5330209700 | ACTIVE | 02024602 | 02024602 | 3 | EA | MECH | GASKET, SEAL ADAPTER, NON-ASBESTOS, GARDNER-DENVER COMPANY, 8500146
4810125817 | ACTIVE | 02024602 | 02024602 | 1 | EA | MECH | GASKET, SEAL ADAPTER, NON-ASBESTOS, GARDNER-DENVER CO, 8500145, WU:G-D BLOWER MDL 7CDL, U-1,2,3,4
5920232179 | ACTIVE | 02024612 | 02024612 | 5 | EA | ELEC/INS | FUSE, CARTRIDGE, 600 V, 3 A, NON-TD, BUSSMAN MFG. CO., BBS 3
4320089818 | ACTIVE | 02024701 | 02024701 | 4 | EA | MECH | SLINGER, MECHANICAL, OIL, WORTHINGTON, 53022-00, WU:WORTH PUMP MDL D-1011, FRAME 3, PLANTWIDE
4320085329 | ACTIVE | 02024701 | 02024701 | 4 | ST | MECH | RING, LANTERN, SEAL CAGE, TEFLON,(2/ST), WORTHINGTON PUMPS CORP., 27191667
4320088109 | ACTIVE | 02024701 | 02024701 | 2 | ST | MECH | RING, LANTERN, OEM, TEFLON, 2 RINGS = 1 SET, WORTHINGTON PUMP CORP, 53912-30
5330227942 | ACTIVE | 02024703 | 02024703 | 1 | EA | MECH | GASKET, CASING, 10" ID X 10-1/2" OD X 1/16" THK, DURABLA, NON-ASBESTOS, WORTHINGTON PUMP CORP, 390009-01
5330196394 | ACTIVE | 02024703 | 02024703 | 2 | EA | MECH | GASKET, CASING, 12-7/8" ID X 13-3/8" OD X 1/32" THK, DURABLA, NON-ASBESTOS, WORTHINGTON PUMPS CORP, 390079-10
5330220376 | ACTIVE | 02024703 | 02024703 | 1 | EA | MECH | GASKET, COVER/STUFFING BOX, 1/32' THK, NON-ASBESTOS, WORTHINGTON PUMPS CORP, 960457
5330185488 | ACTIVE | 02024703 | 02024703 | 1 | EA | MECH | GASKET, CASING, 6-9/16" ID X 7-1/4" OD X 1/32" THK, DURABLA, NON-ASBESTOS, WORTHINGTON PUMP CORP, 390007-10
5330190967 | ACTIVE | 02024703 | 02024703 | 3 | EA | MECH | GASKET, CASING, 8-5/8" X 8-1/16" X 1/32", DURABLA, NON-ASBESTOS, WORTHINGTON PUMP CORP, 390008-10
5330206854 | ACTIVE | 02024704 | 02024704 | 2 | EA | MECH | O-RING, 466, 18-1/2"ID X 1/4",ETHYL PROPYLENE RUBBER,NATIONAL OIL SEAL DIV OF,466
5365208551 | ACTIVE | 02024710 | 02024710 | 1 | EA | MECH | RING, CLUTCH, CS, 3-3/16" ID, 4" OD, 15/16" THK, LIMITORQUE VALVE CONTROLS, 60-553-0014-1
0100005240 | ACTIVE | 02024712 | 02024712 | 1 | EA | MECH | VALVE, CHECK, SWING, 2", DUCTILE/CI, 250 PSI, BUNA-N W/ALLOY STL & NYLN REINFRCMNT, NON-ASB, VAL-MATIC, 7202, WU:U-3&4 COAL
4820122481 | ACTIVE | 02024712 | 02024712 | 1 | EA | MECH | VALVE, CHECK, 1-WAY, 1", SS BODY, THD, 150 PSI, 316SS BALL, NON-ASB, ANSI, LADISH CO, 5253, WU:PLANT WIDE
4820123166 | ACTIVE | 02024712 | 02024712 | 1 | EA | MECH | VALVE, CHECK, SWING, 1", BRZ BODY, THD, 150 PSI, BRZ DISC, ASTM, NON-ASB, CRANE CO, 137, WU:PYRITE VACUUM BREAKER, SWING CHECK VLVS, U-2
4730108943 | ACTIVE | 02024713 | 02024713 | 4 | EA | MECH | NIPPLE, PIPE, SWAGED, STAINLESS, 2" X 1", THDED NPT, SCH 80, SA403WP316L SEAMLESS, ANY MFG, BY DESCRP
4730117308 | ACTIVE | 02024713 | 02024713 | 5 | EA | MECH | NIPPLE, PIPE, SWAGED, STAINLESS, 1-1/2" X 1", THDED NPT, SCH 80, SA403WP316L SMLS, ANY MFG BY DESCRP
4730104421 | ACTIVE | 02024713 | 02024713 | 7 | EA | MECH | NIPPLE, PIPE, SWAGED, STAINLESS, 1" X 1/2", THDED NPT, SCH 80, SA403WP316L SMLS, ANY MFG BY DESCRP
4730112663 | ACTIVE | 02024713 | 02024713 | 5 | EA | MECH | NIPPLE, PIPE, SWAGED, STAINLESS, 1/2" X 3/8",THDED NPT, SCH 80, SA403WP316L SMLS, ANY MFG, BY DESCRP
4730104876 | ACTIVE | 02024713 | 02024713 | 7 | EA | MECH | NIPPLE, PIPE, SWAGED, 1" X 3/4", SS, SA403WP316L SMLS, THDED NPT, SCH 80, ANY MFG, BY DESCRP
4730116052 | ACTIVE | 02024713 | 02024713 | 2 | EA | MECH | NIPPLE, PIPE, SWAGED, STAINLESS, 1/2" X 1/4", THDED NPT, SCH 80, SA403WP316L SMLS, ANY MFG, BY DESCRP
5330171975 | ACTIVE | 02024723 | 02024723 | 25 | EA | MECH | GASKET, PIPE, 10", 11-1/8"OD, 1-3/8"THK, TEFLON, NON-ASBESTOS, UNITED CONVEYOR CORP, 17057-1
5940239436 | ACTIVE | 99999999 | 02024807 | 3 | EA | ELEC/INS | BLOCK, CONTACT, HD, 4, 600 AC/250 DC V, TERM SCR, ABB POWER T&D CO., 450D818G02
6685362706 | ACTIVE | 99999999 | 02024807 | 1 | EA | ELEC/INS | GAUGE, PRESSURE, GENERAL ELECTRIC COMPANY, 234A6578P0004
5975265322 | ACTIVE | 99999999 | 02024810 | 3 | EA | ELEC/INS | BUSHING, HV, ROSEMOUNT ANALYTICAL, 4209D48G01, WU: WESTINGHOUSE 480V LOAD CENTER
4730103381 | ACTIVE | 99999999 | 02024813 | 3 | EA | MECH | NIPPLE, PIPE, SWAGED, STAINLESS, 3" SW X 3/4" THDED NPT, SCH 80, SA403WP316L SEAMLESS, ANY MFG, BY DESCRP
4730113927 | ACTIVE | 99999999 | 02024813 | 2 | EA | MECH | NIPPLE, PIPE, SWAGED, STAINLESS, 1" X 3/4", SOCKETWELD, SA403WP316L SMLS, ANY MFG BY DESCRP
0000000067 | ACTIVE | 33333333 | 02024818 | 4 | EA | MECH | FILTER, OIL, CARQUEST, 85531
5307150481 | ACTIVE | 02024822 | 02024822 | 8 | EA | MECH | STUD, GENERAL ELECTRIC COMPANY, F702A150064-18-D02
5330192047 | ACTIVE | 02024824 | 02024824 | 148 | EA | MECH | GASKET, 9-3/4"ID X,12"OD X,1/16"THK, NUVALASTIC, W/RED O-RING MATL (INSTALLED), NON-ASBESTOS, UCC,1720-18, WU:FLY ASH CONVY SYS, ALL
5305154196 | ACTIVE | 99999999 | 02024910 | 9 | EA | MECH | BOLT, OEM, WU:GE TURBINES 170X650,763+764, CPLG HI PRES, TURBINE END, U1,3,4
5340187847 | ACTIVE | 99999999 | 02024917 | 25 | ST | MECH | LOCKPLATE, 8 EA/ST, (2) 15/16"HOLES, GENERAL ELECTRIC, 183A5933P0001
5330190397 | ACTIVE | 02024922 | 02024922 | 1 | EA | MECH | RING, SEALING, LUNKENHEIMER CO., 307946V5
9515000645 | ACTIVE | 02024924 | 02024924 | 6 | BX | STRUC | SHIM, STOCK, 12"W, 50"L, 0.004"THK, 302 SS, THE ANCHOR PACKING CO., BY DESCRP
9515000637 | ACTIVE | 02024924 | 02024924 | 7 | BX | STRUC | SHIM, STOCK, 12"W, 50"L, 0.003"THK, 302 SS , ANY MFG, BY DESCRP
9515000629 | ACTIVE | 02024924 | 02024924 | 8 | BX | STRUC | SHIM, STOCK, 12"W, 50"L, 0.002"THK, 302 SS, ANY MFG, BY DESCRP
6110296966 | ACTIVE | 99999999 | 02025108 | 1 | EA | MECH | COOLER, ASSY/RIGHT THROAT, GENERAL ELECTRIC CO., 132C2737
4810113789 | ACTIVE | 33333333 | 02025110 | 2 | EA | MECH | BUSHING, OEM, GENERAL ELECTRIC COMPANY, 154B6908P0101, WU: GE TURBINES
3010047953 | ACTIVE | 02025121 | 02025121 | 3 | EA | MECH | SLEEVE,COUPLING,FLEX,7JE,T.B.WOOD'S SONS CO.,7JE,WU: DEMINERALIZER WASTE PUMP, LAB UNIT 2
0100004820 | ACTIVE | 02025121 | 02025121 | 3 | EA | MECH | SLEEVE,COUPLING,COUPLING,KAMAN,4JE, EDPM, WU:BFP VACUM PUMPS
4320078274 | ACTIVE | 02025121 | 02025121 | 1 | EA | MECH | COUPLING, DRIVE, 5/8" BORE, GOULDS PUMPS, 90968-6, WU: CITY WATER BOOSTER PUMPS 1 & 2
4720001603 | ACTIVE | 02025123 | 02025123 | 2 | AS | MECH | HOSE, ASSY/HYD, 1", 10'L, 300 LB, FEM X STEM, GATES RUBBER, 16C1T, (CONSIST OF (10') 16C1TREEL, (2) 16-20FJX, (2) 16PC1FA)
3030053841 | ACTIVE | 33333333 | 02025123 | 8 | EA | MECH | BELT, DRIVE, 0.625"TOP W, 0.531"THK, NATIONAL, 5V2120
9515000306 | ACTIVE | 02025124 | 02025124 | 6 | BX | STRUC | SHIM, STOCK, 6"W, 100"L, 0.025"THK, CS, THE ANCHOR PACKING CO., BY DESCRP
5975263236 | ACTIVE | 02025201 | 02025201 | 4 | EA | ELEC/INS | BODY, CONDUIT, T, 3/4", CI, THDED, CROUSE HINDS, T28
5975263459 | ACTIVE | 02025201 | 02025201 | 2 | EA | ELEC/INS | BODY, CONDUIT, T, 3/4", THDED, APPLETON, T27
6250000186 | ACTIVE | 99999999 | 02025209 | 1 | EA | ELEC/INS | HOLDER, LAMP, FLUORESCENT, PRESSURE LOCK TERMINALS, BI-PIN, 600 V, 660 W, GENERAL ELECTRIC CO., ALF275-01
6250000517 | ACTIVE | 33333333 | 02025209 | 2 | EA | ELEC/INS | HOLDER, LAMP, FLUORESCENT, SNAP-IN, RECESSED DBL CONTACT, T-12/T-17, 600 V, 660 W, GE, ALF775-02
6250000608 | ACTIVE | 02025209 | 02025209 | 14 | EA | ELEC/INS | HOLDER, LAMP, FLUORESCENT, BOLTED, RECESSED DBL CONTACT, 680 V, 660 W, GENERAL ELECTRIC, 505X91
6250000509 | ACTIVE | 02025209 | 02025209 | 16 | EA | ELEC/INS | HOLDER, LAMP, FLUORESCENT,1000 V, 600 W, GENERAL ELECTRIC CO., ALF475-02
6250000657 | ACTIVE | 33333333 | 02025209 | 5 | EA | ELEC/INS | HOLDER, LAMP, STATIONARY, BI-PIN, 600 V, 660 W, GENERAL ELECTRIC LARGE LA, ALF-775-01
6250000327 | ACTIVE | 02025209 | 02025209 | 4 | EA | ELEC/INS | HOLDER, LAMP, FLUORESCENT, GENERAL ELECTRIC CO., ALF 475-01
6250000368 | ACTIVE | 02025209 | 02025209 | 6 | EA | ELEC/INS | HOLDER, LAMP, STATIONARY, 600 V, 660 W, GENERAL ELECTRIC CO., ALF275-02
6250000228 | ACTIVE | 02025209 | 02025209 | 10 | EA | ELEC/INS | HOLDER, LAMP, FLUORESCENT, SLIDE-ON, 600 V, 660 W, LEVITON MFG. CO., 13353N
6250000202 | ACTIVE | 02025209 | 02025209 | 18 | EA | ELEC/INS | HOLDER, LAMP, FLUORESCENT, PRES LOCK TERMS, BI-PIN, 600 V, 600 W, GENERAL ELECTRIC CO, ALF22003
4730104983 | ACTIVE | 02025212 | 02025212 | 2 | EA | MECH | REDUCER, PIPE, GALV STL, 2" X 1", BELL, SCH 40, ANY MFG, BY DESCRP
4730127588 | ACTIVE | 02025212 | 02025212 | 26 | EA | MECH | REDUCER, PIPE, GALV STL, 1" X 1/2" FNPT, BELL, ANY MFG, BY DESCRP
4730105691 | ACTIVE | 02025212 | 02025212 | 18 | EA | MECH | REDUCER, PIPE, GALV STL, 1-1/4"X 1" FNPT, BELL, SCH 40, ANY MFG, BY DESCRP
4730108562 | ACTIVE | 02025212 | 02025212 | 6 | EA | MECH | REDUCER, PIPE, GALV STL, 1/2"X 1/8" FNPT, BELL, SCH 40, ANY MFG, BY DESCRP
4730108992 | ACTIVE | 02025212 | 02025212 | 7 | EA | MECH | REDUCER, PIPE, GALV STL, 3/4" X 1/2", BELL, SCH 40, ANY MFG, BY DESCRP, WU:SO2, UNIT 4
4730114248 | ACTIVE | 02025212 | 02025212 | 13 | EA | MECH | REDUCER, PIPE, GALV STL, 1/2" X 3/8" FNPT, BELL, SCH 40, ANY MFG, BY DESCRP
4730114271 | ACTIVE | 02025212 | 02025212 | 6 | EA | MECH | REDUCER, PIPE, GALV STL, 3/8" X 1/4", BELL, SCH 40, ANY MFG, BY DESCRP
4730110360 | ACTIVE | 02025212 | 02025212 | 14 | EA | MECH | REDUCER, PIPE, GALV STL, 1/2" X 1/4" FNPT, BELL, SCH 40 , ANY MFG, BY DESCRP
7920000564 | ACTIVE | 02025214 | 02025214 | 3 | EA | TOOL | HANDLE, BRACE, BROOM, W/SCREWS, ANY MFG, BY DESCRP
0100002105 | ACTIVE | 03010101 | 03010101 | 3 | PK | OFF/JAN | FORM, 50/PK, 2103-A, GATE PASS, MATL, EQUIP, CONTRACTOR VALLEY SCRAP, 8-1/2" X 11, NUMBER TOP RIGHT RED, WH/YEL/PINK/GOLDEN, PNM GRAPH 2103-A
0100007088 | ACTIVE | 03010102 | 03010102 | 298 | EA | TOOL | GRIPPER, BUCKET, HANDLE, MIDWEST INNOVATIVE PRODUCTS, WU: PLANT WIDE
0100000611 | ACTIVE | 99999999 | 03010103 | 4 | EA | MECH | SEAL, RING, 2.672"ID X 4"OD X 3/4" W, MOS2 W/GRAPHITE COATING, GRAYLOC PROD, 51274N
5930231351 | ACTIVE | 03010103 | 03010103 | 1 | EA | ELEC/INS | COVER, PLT/LIMIT SW, UCC, 353103
9515000371 | ACTIVE | 03010104 | 03010104 | 1 | BX | STRUC | SHIM, STOCK, 6"W, 50"L, 0.006"THK, 302 SS, THE ANCHOR PACKING CO., BY DESCRP
3439002993 | ACTIVE | 03010104 | 03010104 | 10 | LB | TOOL | ELECTRODE, WELDING, ROD HELIARC, 1/8"DIA, ER316/316L, MILL TEST REPORT REQ'D, 8EA = 1LB (10# CONT), ANY MFG, ,BY DESCRP, INSPECTION REQ'D
5330213629 | ACTIVE | 03010105 | 03010105 | 4 | EA | MECH | O-RING, 021, 15/16"ID X 1/16", VITON, BROOKS INSTRMT, 157034
4630000026 | ACTIVE | 03010106 | 03010106 | 1 | ST | TOOL | TEETH, CUTR, PURESTREAM, M095794221 & M095795221, WU:AER-O-FLO SANITARY SEWER COMMINUTOR, TYPE A, MDL A-5 (3151)
3110069261 | ACTIVE | 03010106 | 03010106 | 2 | EA | MECH | BEARING, SPHERICAL, 2.5591"ID, 4.7244"OD, 1.2205"W, SNR CORP, 22213VB33, WU:BLOWER CHAIN DRIVE, U-3&4
0100005944 | ACTIVE | 03010106 | 03010106 | 4 | EA | MECH | BEARING, ROLLER, RADIAL BALL SINGLE ROW, 1.5748"ID, 3.1496"OD, SKF,6208 2RSNRJEM
6685367713 | ACTIVE | 03010106 | 03010106 | 12 | EA | ELEC/INS | ISOLATOR,316 STNLESS STL W/ VITON ELASTOMER,PERMA-CAL,20600106-1
5310162812 | ACTIVE | 03010110 | 03010110 | 20 | EA | MECH | NUT, LOCK, HEX, 1/2", 304 SS, SILVER PLATED, 20 TPI, ANY MFG, BY DESCRP, CRANE CO., 1808002
0100006565 | ACTIVE | 03010111 | 03010111 | 1 | EA | ELEC/INS | CELL SUPPLY, ASSY, HOSE, 72", SIEMENS ENERGY, A5E02651988, WU: U-4 ID FAN VFD
0100006564 | ACTIVE | 03010111 | 03010111 | 1 | EA | ELEC/INS | CELL RETURN, ASSEMBLY, HOSE, 64", SIEMENS ENERGY, A5E02651973, WU: U-4 ID FAN VFD
0100006622 | ACTIVE | 03010112 | 03010112 | 1 | EA | ELEC/INS | FUSE, MINI, 500 MA, 660 V, SIEMENS ENERGY, A5E02205474; WU: U-4 VFD BUILDING
0100006582 | ACTIVE | 03010112 | 03010112 | 4 | EA | ELEC/INS | FUSE, 10.0 AMP, 250 V, 5X20MM, FAST ACTING, SIEMENS ENERGY, A1A0100465, WU: U-4 ID FAN VFD
0100006580 | ACTIVE | 03010112 | 03010112 | 4 | EA | ELEC/INS | FUSE, 3.15 AMP, 250 V, 5X20MM, FAST ACTING, SIEMENS ENERGY, A1A0100463, WU: U-4 ID FAN VFD
0100006574 | ACTIVE | 03010112 | 03010112 | 5 | EA | ELEC/INS | FUSE, 0.25 AMP, 250 V, 5X20MM, SIEMENS ENERGY, A1A0100457, WU: U-4 ID FAN VFD
0100006575 | ACTIVE | 03010112 | 03010112 | 5 | EA | ELEC/INS | FUSE, 0.25 AMP, 250 V, 5X20MM, SIEMENS ENERGY, A1A0100458, WU: U-4 ID FAN VFD
0100006576 | ACTIVE | 03010112 | 03010112 | 5 | EA | ELEC/INS | FUSE, 0.5 AMP, 250 V, 5X20MM, SIEMENS ENERGY, A1A0100459, WU: U-4 ID FAN VFD
0100006577 | ACTIVE | 03010112 | 03010112 | 5 | EA | ELEC/INS | FUSE, 1.0 AMP, 250 V, 5X20MM, SIEMENS ENERGY, A1A0100460, WU: U-4 ID FAN VFD
0100006578 | ACTIVE | 03010112 | 03010112 | 5 | EA | ELEC/INS | FUSE, 1.6 AMP, 250 V, 5X20MM, SIEMENS ENERGY, A1A0100461, WU: U-4 ID FAN VFD
0100006579 | ACTIVE | 03010112 | 03010112 | 4 | EA | ELEC/INS | FUSE, 2.0 AMP, 250 V, 5X20MM, FAST ACTING, SIEMENS ENERGY, A1A0100462, WU: U-4 ID FAN VFD
0100006581 | ACTIVE | 03010112 | 03010112 | 4 | EA | ELEC/INS | FUSE, 5.0 AMP, 250 V, 5X20MM, FAST ACTING, SIEMENS ENERGY, A1A0100464, WU: U-4 ID FAN VFD
4730135490 | ACTIVE | 03010113 | 03010113 | 2 | EA | MECH | ORIFICE, UNION, 1-1/2", 3/4"ID DIA, UCC, 40395-0750, WU:NUVAFEEDER, U-3&4
0100003764 | ACTIVE | 03010114 | 03010114 | 4 | EA | MECH | SLEEVE,SHAFT,#1ME,WEIR,16649, PNM MACH SHOP, SJS-M1070, WU:U-3&4, 01 AREA BLOWDOWN PUMPS
0100003755 | ACTIVE | 03010114 | 03010114 | 2 | EA | MECH | LINER, DRY GLD. HSG, WEIR SLURRY GROUP, 14934, WU:U-3&4, 01 AREA BLOWDOWN PUMPS
0100003753 | ACTIVE | 03010114 | 03010114 | 2 | EA | MECH | EXPELLER, DRIVE SIDE, WIER SLURRY PUMP, 14910, WU:U3&4, 01 AREA BLOWDOWN PUMPS
0100003756 | ACTIVE | 03010114 | 03010114 | 4 | EA | MECH | EXPELLER, IMPELLER SIDE, WEIR SLURRY GROUP, 14912, WU:U-3&4, 01 AREA BLOWDOWN PUMPS
0100003754 | ACTIVE | 03010114 | 03010114 | 3 | EA | MECH | LINER, SIDE, DRY GLD HSG, WEIR SLURRY GROUP, 14930, WU:U-3&4 AREA BLOWDOWN PUMPS, DRY GLD HSG SIDE LINER
0100004471 | ACTIVE | 03010114 | 03010114 | 2 | EA | MECH | IMPELLER, W/EXPELLER, 2.5 X 2, WEIR SLURRY GROUP, 14778, WU:LIMESTONE 3&4 BLOWDOWN PMPS MEL 2.5X2SRC86204
0100003763 | ACTIVE | 03010114 | 03010114 | 2 | EA | MECH | CLAMP,PLATE, #01,WEIR SLURRY GROUP,16652,WU:U-3&4, 01 AREA BLOWDOWN PUMPS
0100003766 | ACTIVE | 03010114 | 03010114 | 4 | EA | MECH | RING, LANTERN, #1ME, WEIR SLURRY GROUP, 16089, WU: U-3&4 01 AREA BLOWDOWN PUMPS
0100003757 | ACTIVE | 03010114 | 03010114 | 10 | EA | MECH | PACKING, ASH, NON-ASB, WEIR SLURRY GROUP, 48049, WU:U-3&4 01 AREA BLOWDOWN PUMPS
0100003768 | ACTIVE | 03010114 | 03010114 | 3 | EA | MECH | GASKET, DISCHARGE, 7-5/16" X 2-1/4" X 1/8", BUNA, NON-ASBESTOS, WEIR SLURRY GROUP, 15592, WU:UNITS 3 & 4 01 AREA BLOWDOWN PUMPS
6110298780 | ACTIVE | 03010115 | 03010115 | 6 | EA | ELEC/INS | HEATER, OVERLOAD, GENERAL ELECTRIC CO., CO.60A
4030000592 | ACTIVE | 03010115 | 03010115 | 37 | EA | TOOL | CLAMP,WIRE ROPE, CLIP,ROPE SIZE 5/16",CAMPBELL CHAIN CO.,699-0534
5945242690 | ACTIVE | 03010116 | 03010116 | 2 | EA | ELEC/INS | RELAY, ON-DELAY, 120 V, 10 A, 2 NO 2 NC, 50/60 HZ, 8 PIN, 0.10-60 SECS, GTE SYLVANIA, ELECTRONIC, ECG-RLY 4045L
0100006001 | ACTIVE | 33333333 | 03010117 | 1 | EA | ELEC/INS | BREAKER, CIRCUIT, HMCP, 600 V, 400 A, 3 POLE, K-FRAME, 2000-4000 MAG. TRIP, EATON CORP, HMCP400X5W, WU:U1-4 & RIVERSTATION
0100006004 | ACTIVE | 33333333 | 03010117 | 1 | EA | ELEC/INS | BREAKER, CIRCUIT, HMCP, 600 V, 150 A, 3 POLE, F-FRAME, 750-2500 FIXED THERMAL MAG TRIP, EATON CORP, HMCP150U4C, WU:U1-4 & RIVERSTATION
0100006003 | ACTIVE | 03010117 | 03010117 | 1 | EA | ELEC/INS | BREAKER, CIRCUIT, SHMCP, 600 V, 150 A, 3 POLE, F-FRAME, 450-1500 FIXED THERMAL MAG TRIP, EATON CORP, HMCP150T4C, WU:U1-4 & RIVERSTATION
0100006002 | ACTIVE | 03010117 | 03010117 | 1 | EA | ELEC/INS | BREAKER, CIRCUIT, MOTOR, 600 VAC/250 VDC, 100 A, 3 POLE, F-FRAME, MAG STYLE STL COLLAR, EATON CORP, HMCP100R3C, WU:U1-4 & RIVERSTATION
0100006005 | ACTIVE | 33333333 | 03010117 | 1 | EA | ELEC/INS | BREAKER, CIRCUIT, HMCP, 600 V, 50 A, 3 POLE, F-FRAME, 150-500 FIXED THERMAL MAG TRIP, EATON CORP, HMCP050K2C, WU:U1-4 & RIVERSTATION
0100006008 | ACTIVE | 03010117 | 03010117 | 1 | EA | ELEC/INS | CONTACTOR, AC NON REVERSING , 27 NEMA CONT'S AMPS, 120 VAC , 3 NO POLES, 1 NEMA FRAME SZ, MAGNETIC COIL TYPE, EATON CORP, CN15DN3AB, WU:1-4
0100006009 | ACTIVE | 03010117 | 03010117 | 1 | EA | ELEC/INS | RELAY, C440-NEMA PASS-THROUGH, CLASS 10, 20, 30, 10 A, OVERLOAD 24-140A, SELECTABLE AUTO/MANUAL, EATON CORP, C440C1A140SPX, WU:1-4
0100006007 | ACTIVE | 03010117 | 03010117 | 1 | EA | ELEC/INS | RELAY, FREEDOM SERIES, 120AC V, 4-P 2NO/2NC, EATON CORP, D15CR22AB, WU:ALL UNITS & RIVERSTATION
0100006006 | ACTIVE | 33333333 | 03010118 | 1 | EA | ELEC/INS | BREAKER, CIRCUIT, C SERIES, 600 VAC/250 VDC, 30A, 3 POLE, STD MAG STYL STL COLLARS, EATON CORP, HMCPS030H1C, WU: U1-4 RIVERSTATION
0100005212 | ACTIVE | 33333333 | 03010119 | 100 | EA | SAFETY | TAG,WARNING,SCAFFOLD,5.5 IN,3 IN,RED,BLACK,DANGER,LAMINATED W/GOROMMET,WU:PLANT WIDE
0100005213 | ACTIVE | 33333333 | 03010119 | 275 | EA | SAFETY | TAG,WARNING,SCAFFOLD,5.5 IN,3 IN,GREEN,BLACK,OK,LAMINATED W/GROMMET,WU:PLANT WIDE
0100005214 | ACTIVE | 33333333 | 03010119 | 100 | EA | SAFETY | TAG,WARNING,SCAFFOLD,5.5 IN,3 IN,WHITE,BLACK,IMPORTANT,LAMINATED W/GOROMMET,WU:PLANT WIDE
0100005215 | ACTIVE | 33333333 | 03010119 | 500 | EA | SAFETY | TAG,WARNING,SCAFFOLD,5.5 IN,3 IN,YELLOW,BLACK,CAUTION,LAMINATED W/GOROMMET,WU:PLANT WIDE
3030054245 | ACTIVE | 03010120 | 03010120 | 3 | EA | MECH | BELT, DRIVE, V, 0.656"W, 0.438"THK, 61.000" INNER CIR, 63.800" OUTER CIR, NATIONAL PRODUCTS, INC., B61
4320083910 | ACTIVE | 33333333 | 03010121 | 1 | EA | MECH | PUMP, VACUUM, CO2 MONITOR, AIR DIMENSIONS, INC., R221-FT-AA1, WU:STACK ANALYZER +C02 MONITOR VAC PMPS, U-1,2,3,4
4810114761 | ACTIVE | 03010121 | 03010121 | 9 | EA | MECH | PUMP, KIT, REBUILD, (1) VLV GSKT #7001, (2) VLV DISCS #4004, (1) SEAL #2 3001, (1) DPHGM #4001, AIR DIMENSIONS INC.,11005
6685370188 | ACTIVE | 33333333 | 03010123 | 750 | FT | ELEC/INS | CABLE, INSULATED, TCPL, #16 AWG, 2/C, 200 DEG C, BELDEN CORP., 1114A
0100001860 | ACTIVE | 03010201 | 03010201 | 23 | LB | TOOL | ELECTRODE, WELDING, ROD, 3/32"DIA, E320L, MILL TEST REPORT REQ'D, (10# CONT), OXFORD ALLOYS, BY DESCRP, INSPECTION REQ'D
4730128313 | ACTIVE | 03010202 | 03010202 | 1 | EA | MECH | FLANGE, PIPE, BLIND, 2-1/2" NPS, SA105, 150 LB, FLAT FACE, ANY MFG BY DESCRP
5305144973 | ACTIVE | 03010203 | 03010203 | 102 | EA | MECH | SCREW, MACHINE, #10-24 X 3", RND/SLOTTED, BRS
5305147489 | ACTIVE | 03010203 | 03010203 | 50 | EA | MECH | SCREW, MACHINE, #10-24 X 2", RND/SLOTTED, BRS
5305144908 | ACTIVE | 03010203 | 03010203 | 165 | EA | MECH | SCREW, MACHINE, #10-24 X 1-1/2", RND/SLOTTED, BRS
5310156277 | ACTIVE | 03010203 | 03010203 | 200 | EA | MECH | NUT, HEX, #10, BRASS, 32 TPI, ANY MFG, BY DESCRP
5305149063 | ACTIVE | 99999999 | 03010203 | 483 | EA | MECH | SCREW, MACHINE, #10-24 X 1", RND/SLOTTED, BRS
5305146093 | ACTIVE | 03010203 | 03010203 | 152 | EA | MECH | SCREW, MACHINE, #10-24 X 1/2", RND/SLOTTED, BRS
5305145483 | ACTIVE | 99999999 | 03010203 | 200 | EA | MECH | SCREW, MACHINE, #10-24 X 3/4", RND/SLOTTED, BRS
5310156442 | ACTIVE | 33333333 | 03010203 | 88 | EA | MECH | NUT, HEX, #10, BRASS, 24 TPI, ANY MFG, BY DESCRP
5310155188 | ACTIVE | 03010203 | 03010203 | 100 | EA | MECH | WASHER, FLAT, #10, BRASS, ANY MFG, BY DESCRP
5975258319 | ACTIVE | 03010204 | 03010204 | 52 | FT | ELEC/INS | TUBING, HEAT SHRINK, 1/8", 4'L, POLYOLEFIN, BLK, ALPHA WIRE CORP., FIT 221
5330198853 | ACTIVE | 03010205 | 03010205 | 6 | EA | MECH | GASKET, SPIRAL WOUND, 6", 400#, 316 SS/CERAMIC, NON-ASBESTOS, THE ANCHOR PACKING CO, BY DESCRP
5330190884 | ACTIVE | 03010205 | 03010205 | 7 | EA | MECH | GASKET, VALVE, 6", 600#, 316 SS/CERAMIC, NON-ASBESTOS, THE ANCHOR PACKING CO, BY DESCRP
5330223693 | ACTIVE | 03010205 | 03010205 | 9 | EA | MECH | GASKET, 6", 300#, NON-ASBESTOS, THE ANCHOR PACKING CO, BY DESCRP
4730104546 | ACTIVE | 03010206 | 03010206 | 7 | EA | MECH | PLUG, PIPE, FORGED STEEL, 4", 6000 LB, SA105, THDED NPT, HEX, ANY MFG, BY DESCRP
4730105469 | ACTIVE | 03010207 | 03010207 | 9 | EA | MECH | UNION, PIPE, 3/4" NPS, SA182F20/SB462 UNS8020, SOCKET WELD, 3000 LB, ANY MFG, BY DESCRP
4730110352 | ACTIVE | 03010207 | 03010207 | 1 | EA | MECH | TEE, PIPE, SA182 F20/SB462 UNS8020, SCKTWELD, 3/4", 3000 LB, ANY MFG,BY DESCRP
4730119270 | ACTIVE | 03010207 | 03010207 | 6 | EA | MECH | ELBOW, PIPE, SA182F20/SB462 UNS8020, 90 DEG, NPS 3/4", 3000 LB, SOCKET WELD, ANY MFG BY DESCRP
4730116680 | ACTIVE | 03010207 | 03010207 | 4 | EA | MECH | ELBOW, PIPE, SA182F20/SB462 UNS8020, 45 DEG, NPS 3/4", 3000 LB, SOCKET WELD, ANY MFG BY DESCRP
4730116268 | ACTIVE | 03010207 | 03010207 | 2 | EA | MECH | CAP, PIPE, 3/4" NPS, THRD, F20, SA182F20/SB462 UNS8020, 3000 LB, ANY MFG, BY DESCRP
4730115856 | ACTIVE | 03010207 | 03010207 | 3 | EA | MECH | COUPLING, PIPE, A20, SCKTWELD, NPS 3/4", 3000#, SA182F20/SB462 UNS8020, ANY MFG, BY DESCRP
4730118389 | ACTIVE | 03010208 | 03010208 | 9 | EA | MECH | UNION, PIPE,1" NPS, SA182F20/SB462 UNS8020, SOCKETWELD, 3000 LB, ANY MFG, BY DESCRP
0100001882 | ACTIVE | 33333333 | 03010208 | 3 | EA | MECH | TEE, PIPE, ALLOY 20, 1", SOCKET WELD, 3000 LB, SA182 F20/SB462 UNS 8020, ANY MFG, BY DESCRP
4730113687 | ACTIVE | 03010208 | 03010208 | 1 | EA | MECH | ELBOW, PIPE, SA182F20/SB462 UNS8020, 90 DEG, NPS 1",3 000 LB, SOCKET WELD, ANY MFG BY DESCRP
4730113505 | ACTIVE | 03010208 | 03010208 | 9 | EA | MECH | COUPLING, PIPE, A20, SCKTWELD, NPS 1", 3000#, SA182F20/SB462 UNS8020, ANY MFG, BY DESCRP
5330227694 | ACTIVE | 03010209 | 03010209 | 2 | EA | MECH | SEAL, OIL, PUMP, BYRON JACKSON, 619201F, WU:B-J BOILER FEED PMP, SIZE 14X14X16, 4 STG HDB, U-3&4
0100004483 | ACTIVE | 33333333 | 03010209 | 12 | EA | MECH | FILTER, PARTICLE REMOVAL, 1/4"L, MINIATURE, HENDERSON ENGINEERING, 230-041-440, WU: U-1,2,3,4 BAGHOUSE AIR DYRER
0100003339 | ACTIVE | 03010209 | 03010209 | 1 | EA | MECH | ELEMENT, FILTER, AFTER, TYPE SB4, HENDERSON ENGR., 240-434-000, WU: ALL UNITS BAGHOUSE AIR DRYER INSTR AIR
4320084991 | ACTIVE | 33333333 | 03010210 | 1 | EA | MECH | SEAT, PUMP, CERAMIC, INGERSOLL-RAND COMPANY, 66A11CXD-1501-109
0100000090 | ACTIVE | 03010211 | 03010211 | 1 | RO | TOOL | STRAPPING, SHIPPING, 3/4"W, .020"THK, SS, ANY MFG, BY DESCRP
4930000122 | ACTIVE | 03010212 | 03010212 | 8 | EA | MECH | OILER, AUTOMATIC, CONSTANT LEVEL, 1/4", NPT, 41 OZ, GOULDS PUMPS, INC., 072531-5-8683
4730128511 | ACTIVE | 03010215 | 03010215 | 3 | EA | MECH | TEE, PIPE, SA234 SEAMLESS, BUTTWELD, WPB, 6", SCH XH, ANY MFG, BY DESCRP
5110000105 | ACTIVE | 03010216 | 03010216 | 8 | EA | TOOL | PULLER, PKNG, NON-ASB, 2, THE ANCHOR PACKING COMPANY, F-2
5110000493 | ACTIVE | 03010216 | 03010216 | 5 | EA | TOOL | PULLER, PKNG, NON-ASB, 1, THE ANCHOR PACKING CO, F-1
5110000303 | ACTIVE | 03010216 | 03010216 | 13 | EA | TOOL | PULLER, PKNG, NON-ASB, 3, THE ANCHOR PACKING COMPAN, 50F3
4730132125 | ACTIVE | 03010217 | 03010217 | 4 | EA | MECH | ELBOW, PIPE, PVC, 90 DEG, 6", 80 SCH, SOCKET WELD, LASCO INDUSTRIES, BY DESCRP
9905000643 | ACTIVE | 03010417 | 03010218 | 4500 | EA | SAFETY | TAG,WARNING,7-1/2 IN,4 IN,WHITE,BLUE,TWINE/CORD,NOTICE,100/PKG
0100005419 | ACTIVE | 99999999 | 03010219 | 6 | EA | MECH | FILTER, CELL SECTION, SIEMENS, A1A11006180.00, WU: LAKE STATION
0100005417 | ACTIVE | 99999999 | 03010219 | 2 | EA | MECH | FILTER, XFMR SECTION, SIEMENS, A1A11006180.01, WU:LAKE STATION SWITCHGEAR VFD
0100005418 | ACTIVE | 03010220 | 03010220 | 1 | EA | ELEC/INS | ADAPTER, ELECTRICAL, SBC & KEYBOARD, SIEMENS, A1A10000623.00M, WU:LAKE STATION
0100005425 | ACTIVE | 03010220 | 03010220 | 1 | EA | ELEC/INS | POWERSUPPLY,NXGII,SIEMENS,A1A14000461.00S,WU:LAKE STATION
0100005424 | ACTIVE | 33333333 | 03010220 | 1 | EA | ELEC/INS | BOARD, CIRCUIT, I/O BREAKOUT, 120 V, SIEMENS, A5E01649325, WU:LAKE STATION; U-4 ID FAN VFD
0100005426 | ACTIVE | 03010220 | 03010220 | 2 | EA | ELEC/INS | PANEL, KEYBOARD, KEYPAD, SIEMENS, A5E02363383, WU:LAKE STATION SWITCHGEAR VFD; U-1 VFD BUILDING
0100005429 | ACTIVE | 03010220 | 03010220 | 1 | EA | ELEC/INS | CABLE, FIBER OPTIC, 2.9M, SIEMENS, A1A10000614.00S, WU:LAKE STATION SWITCHGEAR
6110297097 | ACTIVE | 33333333 | 03010223 | 2 | EA | ELEC/INS | SWITCH, DISCONNECT, SAFETY, 3 POLE, 60 A, W/WELD RECEPTACLE, 3 WIRE- 4 POLE,600 V, FUSIBLE, INTERLOCKED/NEMA 12, SQUARE D, H362AWC
6110297097 | ACTIVE | 33333333 | 03010224 | 1 | EA | ELEC/INS | SWITCH, DISCONNECT, SAFETY, 3 POLE, 60 A, W/WELD RECEPTACLE, 3 WIRE- 4 POLE,600 V, FUSIBLE, INTERLOCKED/NEMA 12, SQUARE D, H362AWC
5330198895 | ACTIVE | 03010301 | 03010301 | 2 | EA | MECH | GASKET, SPIRAL WOUND, 5", 150#, 316 SS/CERAMIC, NON-ASBESTOS, THE ANCHOR PACKING CO, BY DESCRP
5330194670 | ACTIVE | 03010301 | 03010301 | 4 | EA | MECH | GASKET, SPIRAL WOUND, 6",150#, 316 SS/CERAMIC, NON-ASBESTOS, THE ANCHOR PACKING CO, BY DESCRP
0100003130 | ACTIVE | 33333333 | 03010302 | 1 | EA | MECH | PULLEY, SHEAVE, 3B5V110, BABCOCK & WILCOX, 6347813, WU: U3&4 BAGHOUSE SEAL GAS FAN SYSTEM
0100005547 | ACTIVE | 03010302 | 03010302 | 1 | EA | MECH | HUB, BUSHING TAPERLOCK, E-2 1/2 WITH 5/" KEYWAY, KAMAN, E-2 1/2, WU:U3 &4 CUSP, BASP
0100005781 | ACTIVE | 03010302 | 03010302 | 4 | EA | MECH | PULLEY, SHEAVE, HI-CAP QD, 6"OD, CLASS 30 GRAY CI, 3V BELT SECT, 3 GROOVES, MARTIN, 3 3V 600 SDS, WU:3&4 BLWD,1&2 HUFT MOTOR SIDE
0100005780 | ACTIVE | 03010302 | 03010302 | 2 | EA | MECH | PULLEY, SHEAVE, HI-CAP QD, 4.12"OD, CLASS 30 GRAY CI, 3V BELT SECT 3 GROOVES, MARTIN, 3 3V 412 SH, WU:3&4 BLWD,1&2 HUFT PUMP SIDE
0100005782 | ACTIVE | 03010302 | 03010302 | 2 | EA | MECH | BUSHING, QD, STEEL, 1-5/8", MARTIN, SDS 1-5/8", 3&4 BLWD, 1&2 HUFT MOTOR SIDE
0100005548 | ACTIVE | 33333333 | 03010302 | 2 | EA | MECH | BUSHING,TAPER LOCK, QD, 2-3/8"ID, MARTIN, SH30MM, WU:U3&4 ASH PMP, U1&2 HUFF PMP
5330198903 | ACTIVE | 03010303 | 03010303 | 3 | EA | MECH | GASKET, SPIRAL WOUND, 4", 400#, 316 SS/CERAMIC, NON-ASBESTOS, THE ANCHOR PACKING CO, BY DESCRP
5330226282 | ACTIVE | 03010303 | 03010303 | 2 | EA | MECH | GASKET, PUMP, 4", 1500#, NON-ASBESTOS, LAMONS METAL GASKET CO, BY DESCRP
5330179465 | ACTIVE | 03010303 | 03010303 | 8 | EA | MECH | GASKET, SPIRAL WOUND, VALVE, 4", 300#, 316 SS/CERAMIC, NON-ASBESTOS, THE ANCHOR PACKING CO, BY DESCRP
5330178855 | ACTIVE | 03010303 | 03010303 | 3 | EA | MECH | GASKET, SPIRAL WOUND, VALVE, 4", 600#, 316 SS/CERAMIC, NON-ASBESTOS, THE ANCHOR PACKING CO, BY DESCRP
5330223669 | ACTIVE | 33333333 | 03010303 | 1 | EA | MECH | GASKET, FLEXITALLIC, 4", 150#, NON-ASBESTOS, THE ANCHOR PACKING CO, BY DESCRP
5305147026 | ACTIVE | 03010305 | 03010305 | 100 | EA | MECH | SCREW, MACHINE, #10-32 X 3/8", TRUSS/PHILLIPS
5305150434 | ACTIVE | 03010305 | 03010305 | 375 | EA | MECH | SCREW, MACHINE, #10-32 X 1", RND/SLOTTED, ZINC PLTD STL
5305149600 | ACTIVE | 33333333 | 03010305 | 300 | EA | MECH | SCREW, MACHINE, #10-32 X 1/2", RND/SLOTTED, ZINC PLTD STL
5305150368 | ACTIVE | 03010305 | 03010305 | 250 | EA | MECH | SCREW, MACHINE, #10-32 X 1-1/2", RND/SLOTTED, ZINC PLTD STL
5305149592 | ACTIVE | 99999999 | 03010305 | 150 | EA | MECH | SCREW, MACHINE, #10-32 X 3/4", RND/SLOTTED, ZINC PLTD STL
8950000011 | ACTIVE | 03010306 | 03010306 | 10 | BX | CHEM | SODA, BAKING, 16 OZ BX, ARM & HAMMER, BY DESCRP
5330191841 | ACTIVE | 03010308 | 03010308 | 9 | EA | MECH | WASHER, RUBBER, 3/4", DIXON AWR-4
4730109842 | ACTIVE | 03010308 | 03010308 | 600 | EA | MECH | CLIP, SAFETY, DIXON VALVE & COUPLING, AC1
5310154827 | ACTIVE | 03010309 | 03010309 | 19 | EA | MECH | WASHER, LOCK, STAR, 5/8", 410 SS, WU:BYRON JACKSON PUMP, TYP HDB, 14X14X16, S/N 741C-0139. #3 BFP
5305147927 | ACTIVE | 03010309 | 03010309 | 142 | EA | MECH | SCREW, MACHINE, #10-24 X 2-1/2", RND/SLOTTED, ZINC PLTD STL
5305148313 | ACTIVE | 03010309 | 03010309 | 120 | EA | MECH | SCREW, MACHINE, #10-24 X 2", RND/SLOTTED, ZINC PLTD STL
5310155576 | ACTIVE | 03010309 | 03010309 | 100 | EA | MECH | WASHER, FLAT, #10, STEEL, ANY MFG, BY DESCRP
5305150780 | ACTIVE | 03010309 | 03010309 | 200 | EA | MECH | SCREW, MACHINE, #10-24 X 1/2", RND/SLOTTED, ZINC PLTD STL
5310154454 | ACTIVE | 03010309 | 03010309 | 142 | EA | MECH | NUT, HEX, #10, ZINC PLATED STL, 24 TPI, ANY MFG, BY DESCRP
5305143819 | ACTIVE | 03010309 | 03010309 | 239 | EA | MECH | SCREW, MACHINE, #10-24 X 1", RND/SLOTTED, ZINC PLTD STL
5305147224 | ACTIVE | 03010309 | 03010309 | 225 | EA | MECH | SCREW, MACHINE, #10-24 X 1-1/2", RND/SLOTTED, ZINC PLTD STL
5305144163 | ACTIVE | 03010309 | 03010309 | 124 | EA | MECH | SCREW, MACHINE, #10-24 X 3/4", RND/SLOTTED, ZINC PLTD STL
5310155949 | ACTIVE | 03010309 | 03010309 | 373 | EA | MECH | WASHER, LOCK, #10, ZINC PLATED CS
5305149618 | ACTIVE | 99999999 | 03010310 | 50 | EA | MECH | SCREW, MACHINE, #5-40 X 1-1/2", RND/SLOTTED, ZINC PLTD STL
5305149832 | ACTIVE | 99999999 | 03010310 | 131 | EA | MECH | SCREW, MACHINE, #5-40 X 1", RND/SLOTTED, ZINC PLTD STL
5305149584 | ACTIVE | 99999999 | 03010310 | 87 | EA | MECH | SCREW, MACHINE, #5-40 X 1/2", RND/SLOTTED, ZINC PLTD STL
5310156574 | ACTIVE | 03010310 | 03010310 | 149 | EA | MECH | NUT, HEX, #5, ZINC PLATED STL, 40 TPI, ANY MFG, BY DESCRP
5310156541 | ACTIVE | 99999999 | 03010310 | 150 | EA | MECH | WASHER, FLAT, #5, STEEL, ANY MFG, BY DESCRP
5310155295 | ACTIVE | 99999999 | 03010310 | 300 | EA | MECH | WASHER, LOCK, #5, STEEL
5330197442 | ACTIVE | 03010312 | 03010312 | 5 | LB | MECH | PACKING, BULK, SQUARE, 5/8", GARLOCK 8909, NON-ASB, ANCHOR PACKING CO., BY DESCRP
4730119601 | ACTIVE | 99999999 | 03010313 | 9 | EA | MECH | ELBOW, PIPE, SA105, 45 DEG, NPS, 2-1/2", 3000 LB, THDED, ANY MFG BY DESCRP
4720001538 | ACTIVE | 03010316 | 03010316 | 4 | EA | MECH | HOSE, FUEL/OIL, 1/2", 4'6"L, SPECIALTY HOSE, F108-C01-C5300-54, WU:FUEL OIL BURNERS, U-3; CONBUSTION EQUIP, IGNITOR FUEL, U-3&4
5975259283 | ACTIVE | 03010316 | 03010316 | 1 | EA | ELEC/INS | BODY, CONDUIT, Y, 1/2", AL, HAZARDOUS LOCATION, CAPPED ELL, KILLARK, Y-1
5975261776 | ACTIVE | 03010316 | 03010316 | 2 | EA | ELEC/INS | BODY, CONDUIT, CL, ELBOW/PULLING, 3/4", AL, KILLARK, CL-2
5975260166 | ACTIVE | 03010316 | 03010316 | 12 | EA | ELEC/INS | BODY, CONDUIT, CL, ELBOW/PULLING, 1/2", AL, THDED, KILLARK, CL-1
0100006603 | ACTIVE | 03010320 | 03010320 | 1 | EA | ELEC/INS | ANALYZER, CONDUCTIVITY, SIEMENS ENERGY, A5E02353896, WU: U-4 VFD BUILDING
0100006605 | ACTIVE | 03010320 | 03010320 | 1 | EA | ELEC/INS | BUS, MODBUS, GATEWAY, SIEMENS ENERGY, A5E31434097; WU: U-4 VFD BUILDING
0100006612 | ACTIVE | 03010320 | 03010320 | 1 | EA | ELEC/INS | SENSOR, PRESSURE, SIEMENS ENERGY, A5E31144121; WU: U-4 VFD BUILDING
0100006610 | ACTIVE | 33333333 | 03010320 | 1 | EA | ELEC/INS | CONTROL, MONITOR, DISPLAY, SIEMENS ENERGY, A1A099292; WU: U-4 VFD BUILDING
0100006607 | ACTIVE | 03010320 | 03010320 | 1 | EA | ELEC/INS | FAN, ELECTRICAL, AXIAL, 115 VAC, 24 W, 230 FCM, SIEMENS ENERGY, A5E02362278; WU: U-4 VFD BUILDING
0100006611 | ACTIVE | 03010320 | 03010320 | 1 | EA | ELEC/INS | PROBE, TEMPERATURE, RTD, SIEMENS ENERGY, A1A099298; WU: U-4 VFD BUILDING
0100006608 | ACTIVE | 03010320 | 03010320 | 1 | EA | ELEC/INS | RECLOSER, RELAY, LATCHING, 120 VAC, COIL, SIEMENS ENERGY, A1A094519; WU: U-4 VFD BUILDING
0100006604 | ACTIVE | 03010320 | 03010320 | 1 | EA | ELEC/INS | RELAY, SIEMENS ENERGY, A5E01248997, WU: U-4 VFD BLDG
5010003167 | ACTIVE | 03010322 | 03010322 | 2 | EA | MECH | CARTRIDGE, FILTER, AIR/DRYER, PALL-TRINITY MICRO CORP., PCS060AF, WU:P-T AIR DRYERS, U-3&4
5330186122 | ACTIVE | 03010324 | 03010324 | 14 | EA | MECH | GASKET, PIPE, 20", SILICONE TEMP RANGE 30 TO 50 F, VICTAULIC, GRADE L, STYLE 77, NON-ASBESTOS, ANY MFG, BY DESCRP, WU: 20" COAL PIPE
4820122135 | ACTIVE | 03010401 | 03010401 | 2 | EA | MECH | VALVE, BALL, 3/4", SS, THRD X SW, 600#, SA351 CF8M BODY CF3M ENDS, SA276 TP316L BALL, ANSI 600 CLASS, NON-ASB, APOLLO VALVE, 86-B-104-63
6210001142 | ACTIVE | 03010401 | 03010401 | 6 | EA | ELEC/INS | LENS, CAP, LGT/INDICATING, RED, GENERAL ELECTRIC, 257A5729P9
5975274613 | ACTIVE | 03010402 | 03010402 | 18 | EA | ELEC/INS | ELBOW, CONDUIT, 3/4", 90 DEG, LAWSON PRODUCTS, P45014
5975274589 | ACTIVE | 03010402 | 03010402 | 30 | EA | ELEC/INS | ELBOW, CONDUIT, 1/2", 90 DEG, LAWSON PRODUCTS, P45009
5975274605 | ACTIVE | 03010402 | 03010402 | 35 | EA | ELEC/INS | CONNECTOR, CONDUIT, STRAIGHT, 3/4", LAWSON PRODUCTS, P45013
5975274571 | ACTIVE | 03010402 | 03010402 | 39 | EA | ELEC/INS | CONNECTOR, CONDUIT, 1/2", STRAIGHT, LAWSON PRODUCTS, P45008
4820121533 | ACTIVE | 03010403 | 03010403 | 1 | EA | MECH | VALVE, GATE, 2", 150 LB, LADISH, 8274-1092-GG03-A20CFP, API-603 BODY: A351/CF3M T
0100004271 | ACTIVE | 03010405 | 03010405 | 6 | EA | MECH | GASKET, FLAT RING, 6.62" X 8.75" X .125 THK, 150#, CLOTH, FBRGL W/NR 400F, NON-ASB, BABCOCK & WILCOX, 3016663, WU:U3&4 PULVERIZER SEAL AIR HEADER
5305150350 | ACTIVE | 03010406 | 03010406 | 100 | EA | MECH | SCREW, MACHINE, #4-40 X 1/2", RND/SLOTTED, ZINC PLTD STL
5305149840 | ACTIVE | 03010406 | 03010406 | 876 | EA | MECH | SCREW, MACHINE, #4-40 X 1", RND/SLOTTED, ZINC PLTD STL
5305150392 | ACTIVE | 99999999 | 03010406 | 300 | EA | MECH | SCREW, MACHINE, #4-40 X 3/4", RND/SLOTTED, ZINC PLTD STL
5310154413 | ACTIVE | 99999999 | 03010406 | 200 | EA | MECH | WASHER, LOCK, #4, STEEL
4730109685 | ACTIVE | 03010408 | 03010408 | 7 | EA | MECH | UNION, PIPE, 3/8" NPS, SA105, THDED NPT, 3000 LB,ANY MFG, BY DESCRP
4730118181 | ACTIVE | 03010408 | 03010408 | 5 | EA | MECH | ELBOW, PIPE, STREET, SA105, 90 DEG, NPS 3/8", 3000 LB,THDED FNPT X MNPT, ANY MFG BY DESCRP
4730120146 | ACTIVE | 03010408 | 03010408 | 3 | EA | MECH | ELBOW, PIPE, SA105, 45 DEG, NPS, 3/8", 3000 LB, THDED, ANY MFG BY DESCRP
4730118785 | ACTIVE | 03010408 | 03010408 | 3 | EA | MECH | ELBOW, FORGED STEEL, 3/8", 90 DEG, THDED, ANY MFG, BY DESCRP
4730104801 | ACTIVE | 03010408 | 03010408 | 38 | EA | MECH | COUPLING, PIPE, FS, SA105, THDED, NPS 3/8", 3000#, ANY MFG, BY DESCRP
4730111905 | ACTIVE | 03010408 | 03010408 | 10 | EA | MECH | CAP, PIPE, 3/8" FNPT, NPS, FS, SA105, 3000 LB, ANY MFG, BY DESCRP
4730112119 | ACTIVE | 03010408 | 03010408 | 66 | EA | MECH | PLUG, PIPE, 3/8" MNPT, FS, SA105, HEX HD, 6000 LB, ANY MFG, BY DESCRP
4730103886 | ACTIVE | 03010409 | 03010409 | 3 | EA | MECH | THREADOLET, 6" X 2" NPS, SA105, 3000 LB, MSS SP-97 AND B31.1, ANY MFG BY DESCRP
4730110667 | ACTIVE | 03010409 | 03010409 | 2 | EA | MECH | THREADOLET, 3" X 2" NPS, SA105, 3000 LB, MSS SP-97 AND B31.1, ANY MFG, BY DESCRP
4730116920 | ACTIVE | 03010409 | 03010409 | 2 | EA | MECH | THREADOLET, 3" X 1-1/2" NPS, SA105, 3000 LB, MSS SP-97 AND B31.1, ANY MFG, BY DESCRP
4730117571 | ACTIVE | 03010409 | 03010409 | 2 | EA | MECH | THREADOLET, 2-12" X 1" NPS, SA105, 3000 LB, MSS SP-97 AND B31.1, ANY MFG, BY DESCRP
5330175539 | ACTIVE | 03010411 | 03010411 | 2 | EA | MECH | GASKET, FULL FACE, 8", 1/8"THICK, 150#, NON-ASBESTOS, RICHARD KLINGER INC., C4400
5330179010 | ACTIVE | 03010411 | 03010411 | 10 | EA | MECH | GASKET, RAISED FACE, 8" X 1/8"THK, 300#, BLU GUARD, NON-ASBESTOS, RICHARD KLINGER INC., C4400
5330195644 | ACTIVE | 03010411 | 03010411 | 20 | EA | MECH | GASKET, FULL FACE, 8" X 1/16"THK,150#, NON-ASBESTOS, RICHARD KLINGER INC., C4400
5330227926 | ACTIVE | 03010411 | 03010411 | 3 | EA | MECH | GASKET, BONNET/SUPPLY END, 8"ID X 9"OD X 1/16"THK,ROUND, NON-ASBESTOS, BASCO DIVI, 032G01A8
3040055448 | ACTIVE | 03010412 | 03010412 | 2 | EA | MECH | SHAFT, PUMP, 20 STNLESS, PNM MACHINE SHOP, SJS-M308, WU: A-C HORIZ CENT, PMP
3960000317 | ACTIVE | 03010412 | 03010412 | 16 | EA | MECH | ROLLER, GUIDE, ALIMAK ELEVATOR COMPANY I, 484210, WU:LINDEN ALIMAK MINI SCANDO STACK ELEVATORS
5930232466 | ACTIVE | 03010413 | 03010413 | 1 | EA | ELEC/INS | SWITCH, PRESSURE, CNTRLLER, 125/250 V, 15 A, 0-100 PSI, UNITED ELECTRIC CONTROLS, J402D-555-1520
5975262402 | ACTIVE | 03010413 | 03010413 | 2 | EA | ELEC/INS | BOX, ELECTRICAL, JCTN, 8"W X 8"L X 4"D, SCR CVR/RAIN TIGHT, CIRCLE A-W PRODUCTS, 884 RTSC
9905000643 | ACTIVE | 03010417 | 03010417 | 1300 | EA | SAFETY | TAG,WARNING,7-1/2 IN,4 IN,WHITE,BLUE,TWINE/CORD,NOTICE,100/PKG
5999269136 | ACTIVE | 03010419 | 03010419 | 2 | EA | ELEC/INS | CAP, CORD/MALE/RIGHT ANG, 125 V/15 A, DANIEL WOODHEAD INC., 14R47, WU: ELECTRICAL
5935235712 | ACTIVE | 03010419 | 03010419 | 17 | EA | ELEC/INS | CAP, CORD/FEM STRT,125 V/15 A, YELLOW, DANIEL WOODHEAD,1547, WU: ELECTRICAL
5999270845 | ACTIVE | 03010419 | 03010419 | 8 | EA | ELEC/INS | CAP, CORD/MALE STRT, 125 V/15 A, YELLOW, DANIEL WOODHEAD, 1447, WU: ELECTRICAL
4730104058 | ACTIVE | 03010422 | 03010422 | 9 | EA | MECH | ELBOW, PIPE, SA182F22, 90 DEG, NPS 1-1/2", 3000 LB, SOCKET WELD, ANY MFG BY DESCRP
4730108893 | ACTIVE | 03010422 | 03010422 | 4 | EA | MECH | UNION, PIPE, 1-1/2" NPS, SA105, SOCKETWELD, 3000 LB, ANY MFG, BY DESCRP
4730112101 | ACTIVE | 03010422 | 03010422 | 18 | EA | MECH | TEE, PIPE, SA105 FS, SCKTWELD, 1-1/2", 3000 LB, ANY MFG, BY DESCRP
6210002504 | ACTIVE | 99999999 | 03010423 | 1 | EA | ELEC/INS | GUARD, FIXTURE, GLOBE, HAZLUX, VGU22
4720001710 | ACTIVE | 03010501 | 03010501 | 50 | FT | MECH | HOSE, AIR, 3/8", 5/16"ID, RUBR, GATES RUBBER CO, 6C5C REEL
0100003556 | ACTIVE | 03010502 | 03010502 | 1 | EA | MECH | VALVE, RELIEF, SAFETY, 1-1/2" X 2", MPT INLET, FPT OUTLET, NON-ASB, SET PRESSURE 1650, 1" ORFICE, HYDROSEAL, 6HDN00HO, WU:UNITS 3&4 START UP BFP
3040058319 | ACTIVE | 03010503 | 03010503 | 1 | AS | MECH | SHAFT, ASSY, PNM MACHINE SHOP, SJS-M107, WU:WORTH MDL D1011, SIZES 3X1-1/2X13, 2X1X10, 3X1-1/2X10
5305150772 | ACTIVE | 99999999 | 03010504 | 200 | EA | MECH | SCREW, MACHINE, #8-32 X 1-1/2", RND/SLOTTED, ZINC PLTD STL
5310156624 | ACTIVE | 03010504 | 03010504 | 300 | EA | MECH | WASHER, FLAT,#8, STEEL, ANY MFG, BY DESCRP
5310155329 | ACTIVE | 03010504 | 03010504 | 250 | EA | MECH | NUT, HEX, #8, STL, 32 TPI, ANY MFG, BY DESCRP
5310155527 | ACTIVE | 03010504 | 03010504 | 131 | EA | MECH | WASHER, FLAT, #12, STEEL, ANY MFG, BY DESCRP
5310153688 | ACTIVE | 03010504 | 03010504 | 142 | EA | MECH | WASHER, LOCK, #8, STEEL
5305149527 | ACTIVE | 03010506 | 03010506 | 10 | EA | MECH | SCREW,SET,1 IN,8 IN,SQ, ANY MFG, BY DESCRP
5305151002 | ACTIVE | 03010506 | 03010506 | 28 | EA | MECH | SCREW, SET, 5/8" X 4", SQ HD, STL, ANY MFG, BY DESCRP
5305146218 | ACTIVE | 99999999 | 03010506 | 375 | EA | MECH | SCREW, SET, 3/8"DIA, 3/4"L, SQUARE, ANY MFG, BY DESCRP
0100006587 | ACTIVE | 03010507 | 03010507 | 1 | EA | ELEC/INS | COUPLER, WAGO, FIELD, BUS, SIEMENS ENERGY, A1A091143, WU: U-4 ID FAN VFD
0100006600 | ACTIVE | 03010507 | 03010507 | 1 | EA | ELEC/INS | MODULE, I/O, 8, ANALOG, INPUT, SIEMENS ENERGY, 6ES73317NF100AB0, WU: U-4 ID FAN VFD
0100006588 | ACTIVE | 03010507 | 03010507 | 1 | EA | ELEC/INS | MODULE, WAGO, 2CH, ANALOG, OUTPUT, SIEMENS ENERGY, A1A091539, WU: U-4 ID FAN VFD
0100006597 | ACTIVE | 03010507 | 03010507 | 1 | EA | ELEC/INS | POWERSUPPLY, 20 A, MODULAR SITOP, 24 V, SIEMENS ENERGY, 6EP13363BA10, WU: U-4 ID FAN VFD
0100006589 | ACTIVE | 03010507 | 03010507 | 1 | EA | ELEC/INS | MODULE, WAGO, 2CH, DIGITAL, INPUT, SIEMENS ENERGY, A1A091537, WU: U-4 ID FAN VFD
0100006591 | ACTIVE | 03010507 | 03010507 | 1 | EA | ELEC/INS | MODULE, WAGO, SUPPLY, SIEMENS ENERGY, A1A091742, WU: U-4 ID FAN VFD
0100006592 | ACTIVE | 03010507 | 03010507 | 1 | EA | ELEC/INS | MODULE, END, SIEMENS ENERGY, A1A090791, WU: U-4 ID FAN VFD
4730125160 | ACTIVE | 03010508 | 03010508 | 2 | EA | MECH | INSERT, PIPE, REDU, 1-1/2" X 1" NPS, SA182F22, 9000 LB, SOCKET WELD, ANY MFG, BY DESCRP
4730125178 | ACTIVE | 03010508 | 03010508 | 1 | EA | MECH | INSERT, PIPE, REDU, 3/4" X 1/2" NPS, SA182F11, 9000 LB, SOCKET WELD, ANY MFG, BY DESCRP
4730111954 | ACTIVE | 03010508 | 03010508 | 1 | EA | MECH | INSERT, PIPE, REDU, 1-1/2" X 3/4" NPS, SA182F316L, 3000 LB, SOCKET WELD, ANY MFG, BY DESCRP
4730125152 | ACTIVE | 03010508 | 03010508 | 1 | EA | MECH | INSERT, PIPE, REDU, 1-1/2" X 3/4" NPS, SA182F22, 9000 LB, SOCKET WELD, ANY MFG, BY DESCRP
4730125137 | ACTIVE | 03010508 | 03010508 | 3 | EA | MECH | INSERT, PIPE, REDUCING, 1" X 1/2" NPS, SA182F22, 9000 LB, SOCKET WELD, ANY MFG, BY DESCRP
4730125145 | ACTIVE | 03010508 | 03010508 | 1 | EA | MECH | INSERT, PIPE, REDU, 1" X 3/4" NPS, SA182F22, 9000 LB, SOCKET WELD, ANY MFG, BY DESCRP
4730125129 | ACTIVE | 03010508 | 03010508 | 2 | EA | MECH | INSERT, PIPE, REDU, 3/4" X 1/2" NPS, SA182F22, 9000 LB, SOCKET WELD, ANY MFG, BY DESCRP
4730125194 | ACTIVE | 03010508 | 03010508 | 10 | EA | MECH | INSERT, PIPE, REDU, 1" X 3/4" NPS, SA182F11, 9000 LB, SOCKET WELD, ANY MFG, BY DESCRP
4730125186 | ACTIVE | 99999999 | 03010508 | 2 | EA | MECH | INSERT, PIPE, REDUCING, 1" X 1/2" NPS, SA182F11, 9000 LB, SOCKET WELD, ANY MFG, BY DESCRP
4730127612 | ACTIVE | 03010510 | 03010510 | 2 | EA | MECH | INSERT, PIPE, REDU, 1-1/2" X 1-1/4" NPS, SA182F22, 9000 LB, SOCKET WELD, ANY MFG, BY DESCRP
4730127679 | ACTIVE | 03010510 | 03010510 | 1 | EA | MECH | INSERT, PIPE, REDU, 1-1/4" X 3/4" NPS, SA182F22, 9000 LB, SOCKET WELD, ANY MFG, BY DESCRP
4730127661 | ACTIVE | 03010510 | 03010510 | 2 | EA | MECH | INSERT, PIPE, REDU, 1-1/4" X 1" NPS, SA182F22, 9000 LB, SOCKET WELD, ANY MFG, BY DESCRP
4730127976 | ACTIVE | 03010510 | 03010510 | 2 | EA | MECH | INSERT, PIPE, REDU, 1-1/4" X 1" NPS, SA182F11, 9000 LB, SOCKET WELD, ANY MFG, BY DESCRP
4730125202 | ACTIVE | 03010510 | 03010510 | 1 | EA | MECH | INSERT, PIPE, REDU, 1-1/2" X 3/4" NPS, SA182F11, 9000 LB, SOCKET WELD, ANY MFG, BY DESCRP
4730128040 | ACTIVE | 03010511 | 03010511 | 8 | EA | MECH | FLANGE, PIPE, THDED, 3" NPS, SA105, 150 LB, RAISED FACE, ANY MFG BY DESCRP
4730128305 | ACTIVE | 03010511 | 03010511 | 5 | EA | MECH | FLANGE, PIPE, BLIND, 3" NPS, SA105, 150 LB, FLAT FACED, ANY MFG BY DESCRP
4730108620 | ACTIVE | 03010512 | 03010512 | 1 | EA | MECH | COUPLING, AIR HOSE, CHICAGO FTG X 1/2" MNPT, MALLEABLE IR, DIXON VALVE AND COUPLING, AM-2
5975260703 | ACTIVE | 03010513 | 03010513 | 1 | EA | ELEC/INS | BOX, ELECTRICAL, JCTN, 8"W X 8"L X 4"D, PVC, CARLON, E989N
5975263707 | ACTIVE | 03010513 | 03010513 | 1 | EA | ELEC/INS | BOX, ELECTRICAL, JCTN, 6" X 6" X 4" ,PVC, CARLON PRODUCTS, E987R
5330183384 | ACTIVE | 03010515 | 03010515 | 29 | EA | MECH | GASKET, RAISED FACE, 8" X 1/8"THK, 150#, TEFLON ENV/TETRA BLU, NON-ASBESTOS, THE ANCHOR PACKING CO, BY DESCRP
8030000999 | ACTIVE | 03010518 | 03010518 | 3 | EA | TOOL | CORD, SHOCK, 5/16"DIA, 500'L, KOMLINE-SANDERSON ENGINEE, 2590004, LIMESTONE
5975260844 | ACTIVE | 33333333 | 03010519 | 13 | EA | ELEC/INS | TUBING, HEAT SHRINK, 1/2", 4'L, POLYOLEFIN, BLK, ALPHA WIRE CORP., FIT 221
4730120203 | ACTIVE | 03010520 | 03010520 | 2 | EA | MECH | TEE, PIPE, SA105 FS, SCKTWELD, 3", 3000 LB, ANY MFG, BY DESCRP
4730106384 | ACTIVE | 03010520 | 03010520 | 6 | EA | MECH | ELBOW, PIPE, SA105, 45 DEG, NPS, 3", 3000 LB, SOCKET WELD, ANY MFG BY DESCRP
4730105634 | ACTIVE | 03010520 | 03010520 | 8 | EA | MECH | ELBOW, PIPE, SA105, 90 DEG, NPS, 3", 3000 LB, SOCKET WELD, ANY MFG BY DESCRP
4730109362 | ACTIVE | 03010520 | 03010520 | 2 | EA | MECH | ELBOW, PIPE, MALLEABLE IRON, 90 DEG, 3",150 LB, THDED, ANY MFG BY DESCRP
3439002555 | ACTIVE | 03010521 | 03010521 | 726 | EA | TOOL | ELECTRODE,WELDING, ROD HELIARC,1/8"DIA,1-1/4 CHROME LINDE,ASTM515,MILL TEST REPORT REQ'D,(9EA=1LB),JOHNSTON STAINLESS,JS90SB21836,INSPECTION REQ'
7920000267 | ACTIVE | 03010522 | 03010522 | 6 | EA | TOOL | BRUSH, SCRUB, 20" HANDLE, MILWAUKEE BRUSH MGF., 21435
7920000549 | ACTIVE | 03010522 | 03010522 | 11 | EA | OFF/JAN | APPLICATOR, BRUSH, TOILET BOWL, 12" PLASTIC HANDLE, 1" WHITE BRISTLES, BRADY, F-CJ507017
6640002249 | ACTIVE | 33333333 | 03010523 | 7 | EA | CHEM | BEAKER, DBL SCALE GRIFFIN, GL, 2000 ML, 200 ML, HVY DTY W/SPOUT, CORNING GLASS WORKS, 1003-2L
4730104744 | ACTIVE | 03010602 | 03010602 | 3 | EA | MECH | FLANGE, PIPE, SOCKET WELD, 1-1/4" NPS, SA105, 150 LB, XH BORE, RAISED FACE, ANY MFG, BY DESCRP
4730108695 | ACTIVE | 03010602 | 03010602 | 5 | EA | MECH | FLANGE, PIPE, SOCKET WELD, 1-1/4" NPS, SA105, 150 LB, STD BORE, FLAT FACED, ANY MFG, BY DESCRP
4730106863 | ACTIVE | 03010602 | 03010602 | 2 | EA | MECH | FLANGE, PIPE, THDED, 1-1/4" NPS, SA105, 150 LB, RAISED FACE, ANY MFG BY DESCRP
4730128339 | ACTIVE | 03010602 | 03010602 | 1 | EA | MECH | FLANGE, PIPE, BLIND, 1-1/4" NPS, SA105, 150 LB, RAISED FACE, ANY MFG BY DESCRP
4810127854 | ACTIVE | 99999999 | 03010603 | 1 | EA | MECH | BLOCK, SLIDER, HENRY PRATT CO., 274276, WU: H P MDT-5 VALVE OPERATOR 24"
4810127888 | ACTIVE | 99999999 | 03010603 | 1 | EA | MECH | COLLAR, THRUST, HENRY PRATT, 111543
3110067364 | ACTIVE | 99999999 | 03010603 | 1 | EA | MECH | BEARING, VALVE, OPERATOR, HENRY PRATT CO., 11
3110067331 | ACTIVE | 99999999 | 03010603 | 2 | EA | MECH | BEARING, ECCENTRIC, 3.0000"ID, HENRY PRATT CO., 17, WU:HENRY PRATT MDT-5 VLV OPERATOR 24", 002 RAW WATER ISOLATION, LAKE STATION
3110067356 | ACTIVE | 99999999 | 03010603 | 1 | EA | MECH | BEARING, VALVE, OPERATOR, HENRY PRATT CO., 10, WU: H-P MDT-5 VALVE OPERATOR
3110067349 | ACTIVE | 99999999 | 03010603 | 1 | EA | MECH | BEARING, NEEDLE, 1.5020"ID, 2.1770"OD, 0.0871"W, HENRY PRATT CO., 23,001 WU:HENRY PRATT MDT-5 VLV OPRATR 002 LAKE STA, EQ.# 410-620-1006
5365213585 | ACTIVE | 99999999 | 03010603 | 2 | EA | MECH | RACE, BEARING, THRUST, HENRY PRATT, 22, WU:HENRY PRATT MDT-5 VLV OPERATR RAW WATER ISOLATION LAKE STN
4730106038 | ACTIVE | 03010604 | 03010604 | 2 | EA | MECH | FLANGE, PIPE, 1-1/2" NPS, SA105, 150 LB, RAISED FACE, THDED, ANY MFG BY DESCRP
4730127059 | ACTIVE | 03010604 | 03010604 | 3 | EA | MECH | FLANGE, PIPE, BLIND, 1-1/2" NPS, SA105, 150 LB, FLAT FACE, ANY MFG, BY DESCRP
4730104181 | ACTIVE | 03010604 | 03010604 | 4 | EA | MECH | FLANGE, PIPE, 1-1/2" NPS, SA105, 150 LB, FLAT FACED, SLIP ON, ANY MFG, BY DESCRP
4730130046 | ACTIVE | 03010604 | 03010604 | 7 | EA | MECH | FLANGE, PIPE, 1-1/2" NPS, SA105, 150 LB, STD BORE, RAISED FACE, WELD NECK, ANY MFG, BY DESCRP
4730128248 | ACTIVE | 03010604 | 03010604 | 4 | EA | MECH | FLANGE, PIPE, 1-1/2" NPS, SA105, 150 LB, RAISED FACE, SLIP ON, ANY MFG, BY DESCRP
4730115377 | ACTIVE | 03010604 | 03010604 | 3 | EA | MECH | FLANGE, PIPE, 1-1/2" NPS, SA105, 150 LB, XH BORE, FLAT FACED, SOCKETWELD, ANY MFG, BY DESCRP
4730104462 | ACTIVE | 03010605 | 03010605 | 6 | EA | MECH | FLANGE, PIPE, THDED, 2" NPS, SA105, 150 LB, FLAT FACE, ANY MFG BY DESCRP
4730130038 | ACTIVE | 03010605 | 03010605 | 7 | EA | MECH | FLANGE, PIPE, 2" NPS, SA105, 150 LB, STD BORE, RAISED FACE, WELD NECK, ANY MFG, BY DESCRP
4730110519 | ACTIVE | 03010605 | 03010605 | 2 | EA | MECH | FLANGE, PIPE, THDED, 2" NPS, SA105, 150 LB, RAISED FACE, ANY MFG, BY DESCRP
4730128321 | ACTIVE | 03010605 | 03010605 | 3 | EA | MECH | FLANGE, PIPE, BLIND, 2" NPS, SA105, 150 LB, FLAT FACED, ANY MFG, BY DESCRP
4730128073 | ACTIVE | 03010605 | 03010605 | 3 | EA | MECH | FLANGE, PIPE, THDED, 2"NPS, SA105, 300 LB, RAISED FACE, ANY MFG, BY DESCRP
5310161582 | ACTIVE | 03010606 | 03010606 | 3 | EA | MECH | NUT, CYLINDER, VLV CONNECTION, WESTERN ENTERPRISES, SS-92
5310161590 | ACTIVE | 03010606 | 03010606 | 2 | EA | MECH | NUT, CYLINDER, VALVE CONNECTION, WESTERN ENTERPRISES, SS-93
5310160535 | ACTIVE | 03010606 | 03010606 | 23 | EA | MECH | WASHER, TEFLON, WESTERN ENTERPRISES 665, WU: CGA SS60J/SS603 NUT + NIPPLE ASSY FOR GAS CYLINDERS
5136000782 | ACTIVE | 03010607 | 03010607 | 6 | EA | TOOL | TAP, SCREW, BTM, #14, HIGH SPEED STL, 20 TPI, DYNA SYSTEMS, 806-6-1302
5136000774 | ACTIVE | 03010607 | 03010607 | 28 | EA | TOOL | TAP, SCREW, PLG, #10 X 2-3/8", HIGH SPEED STL, 32 TPI, DYNA SYSTEMS, 806-4-1001
5136000089 | ACTIVE | 03010607 | 03010607 | 10 | EA | TOOL | TAP, SCREW, BTM, #10 X 2-3/8", HIGH SPEED STL, 24 TPI, DYNA SYSTEMS, 806-6-1002
5136000279 | ACTIVE | 03010607 | 03010607 | 8 | EA | TOOL | TAP, SCREW, BTM, #10 X 2-3/8", HIGH SPEED STL, 32 TPI, DYNA SYSTEMS, 806-6-1001
5136000352 | ACTIVE | 03010607 | 03010607 | 8 | EA | TOOL | TAP, SCREW, PLG, #10 X 2-3/8", HIGH SPEED STL, 24 TPI, DYNA SYSTEMS, 806-4-1002
5136000691 | ACTIVE | 99999999 | 03010607 | 10 | EA | TOOL | TAP, SCREW, BTM, 12"X 2-3/8", HIGH SPEED STL, 24 TPI, DYNA SYSTEMS, 806-6-1202
5136000766 | ACTIVE | 99999999 | 03010607 | 10 | EA | TOOL | TAP, SCREW, PLG, 12 X 2-3/8", HIGH SPEED STL, 24 TPI, DYNA SYSTEMS, 806-4-1202
5136000162 | ACTIVE | 03010607 | 03010607 | 13 | EA | TOOL | TAP, SCREW, PLG, #8 X 2-1/8", HIGH SPEED STL, 32 TPI, DYNA SYSTEMS, 806-4-0802
5136000758 | ACTIVE | 99999999 | 03010607 | 6 | EA | TOOL | TAP, SCREW, BTM, 12 X 2-3/8", HIGH SPEED STL, 28 TPI, MORSE CUTTING TOOL, 33850
5136000063 | ACTIVE | 03010607 | 03010607 | 2 | EA | TOOL | TAP, SCREW, BTM, #8 X 2-1/8", HIGH SPEED STL, 36 TPI, MORSE CUTTING TOOL, 33835
5136000451 | ACTIVE | 33333333 | 03010607 | 7 | EA | TOOL | TAP, SCREW, BTM, #8 X 2-1/8", HIGH SPEED STL, 32 TPI, DYNA SYSTEMS, 806-6-0802
0100006561 | ACTIVE | 03010608 | 03010608 | 1 | EA | ELEC/INS | BOARD, CIRCUIT, BYPASS CONTROL, PCA, CELL, SIEMENS ENERGY, A5E03036273; WU: U-4 ID FAN VFD
0100006572 | ACTIVE | 03010608 | 03010608 | 1 | EA | ELEC/INS | BOARD, CIRCUIT, EXPANSION, FIBER OPTIC, SIEMENS ENERGY, A1A461D85.00M, WU: U-4 ID FAN VFD
0100006568 | ACTIVE | 03010608 | 03010608 | 1 | EA | ELEC/INS | BOARD, CIRCUIT PRINTED, ASSY, COMMUNICATIONS, SIEMENS ENERGY, A5E03407403, WU: U-4 ID FAN VFD
0100006571 | ACTIVE | 03010608 | 03010608 | 1 | EA | ELEC/INS | CABLE, FIBER OPTIC, 26', SIEMENS ENERGY, A5E02903877, WU: U-4 ID FAN VFD
0100006567 | ACTIVE | 03010608 | 03010608 | 1 | EA | ELEC/INS | BACKPLANE, ASSEMBLY, PCA, ISA, SIEMENS ENERGY, A1A098194, WU: U-4 ID FAN VFD
0100006570 | ACTIVE | 03010608 | 03010608 | 1 | EA | ELEC/INS | FAN, ELECTRICAL, AXIAL, 24 VDC, SIEMENS ENERGY, A5E02381532, WU: U-4 ID FAN VFD
3110067521 | ACTIVE | 03010609 | 03010609 | 2 | EA | MECH | BEARING, BALL, SNGL ROW CONRAD, 0.9843"ID, 1.8504"OD, 0.4724"W, ANGULAR CONT, 11529 (2EA=1PK),FAG BRG CORP, B7005CTPAP4K5UL, WU:GRVMETRC FEDR MO
3110065194 | ACTIVE | 03010609 | 03010609 | 4 | EA | MECH | BEARING,SINGLE ROW/SEALED,1.7717"ID,3.3465"OD,1.0630"W,2 SEALS,FAFNIR BEARING,209KRR3,WU 001 STOCK BEARING,STOCK FEEDER EQUIPMENT, UNIT 2, EQ
3110072752 | ACTIVE | 03010609 | 03010609 | 6 | EA | MECH | BEARING, BALL, SINGLE ROW (2) SEALS, 0.9843"ID, 1.8504"OD, 0.4724"W, ALIMAK ELEVATOR CO. I, 3001-100-005, WU: L-A MINI SCANDO STACK
3110064122 | ACTIVE | 33333333 | 03010609 | 6 | EA | MECH | BEARING, DBL ROW, 0.7874"ID, 1.8504"OD, 0.8125"W, ANGULAR CONT, CONSOLIDATED BRG CO, 5204, WU: PRIM AIR HTR DRIVE MOTOR, U002 413.340.3001 &
3110062597 | ACTIVE | 03010609 | 03010609 | 2 | EA | MECH | BEARING, BALL, SINGLE ROW CONRAD, (2) SEALS, 0.7874"ID, 2.0472"OD, 0.5906"W, FAFNIR BRG, 304PP, WU:DELAVAL SEPRTOR OIL PURIFIER, MDL MAB 206S-2
3110058496 | ACTIVE | 03010609 | 03010609 | 13 | EA | MECH | BEARING, BALL, SINGLE ROW RADIAL/2-SHELDS, 0.9843"ID, 2.0472"OD, 0.5906"W, COPES-VULCAN, CV901110-0024, WU:(U3&4 IK&IR REPAIR) RO UNIT MXR; U-3&4
3110060161 | ACTIVE | 03010609 | 03010609 | 12 | EA | MECH | BEARING, BALL, SINGLE ROW RADIAL, 0.7874"ID, 1.8504"OD, 0.5512"W, FAFNIR BRG, 204 K, WU: RADIANT BOILER PRTS, FEEDERS
3110074352 | ACTIVE | 03010609 | 03010609 | 10 | EA | MECH | BEARING, SINGLE ROW CONRAD/SHIELD, 0.7874"ID, 1.8504"OD, 0.5512"W, 11194, EKATO CORP, 51-601-983-004, WU:LS, BALL MILL PROD TANK, AGITATOR/GEAR
3110059031 | ACTIVE | 99999999 | 03010609 | 4 | EA | MECH | BEARING, BALL, SINGLE ROW CONRAD, 0.7874"ID, 1.8504"OD, 0.5512"W, SNAP RNG GRV, FAFNIR BRG, 204KG, WU:CLARIFIER LIME-SFTNR AGITATOR LAB & LIMITO
3110072893 | ACTIVE | 03010609 | 03010609 | 5 | EA | MECH | BEARING, BALL, SINGLE ROW CONRAD, (2) SHIELDS, 0.6693"ID, 1.5748"OD, 0.4724"W, 10933, FAFNIR BRG, 203KDD, WU: FUEL OIL
3110067083 | ACTIVE | 03010610 | 03010610 | 1 | EA | MECH | BEARING, DBL ROW, 0.9843"ID, 2.4409"OD, 0.9449"W, SELF-ALIGNING, SNR CORP., 2305, WU: DELAVAL OIL PURIFIER PMP MOD MAB-207S
3110065327 | ACTIVE | 03010610 | 03010610 | 5 | EA | MECH | BEARING, SINGLE ROW/THRUST, 0.7874"ID, 1.8504"OD, 0.5512"W, ANGULAR CONT, DIAMOND POWER, 901110-0062, WU:D-P SOOTBLOWER IK-525B, CARRIAGE, U-3&4
3110065301 | ACTIVE | 03010610 | 03010610 | 8 | EA | MECH | BEARING, BALL, SINGLE ROW RADIAL, (2)SHIELDS, 0.9843"ID, 2.4409"OD, 0.6693"W, SKF 305-2Z
3110065319 | ACTIVE | 03010610 | 03010610 | 4 | EA | MECH | BEARING, BALL, COPES-VULCAN, CV901110-0069, WU: D-P SOOT BLOWER PINION
3110062407 | ACTIVE | 03010610 | 03010610 | 1 | EA | MECH | BEARING, BALL, DBL ROW , 0.9843"ID, 2.0472"OD, 0.8125"W, FAFNIR, 5205K, WU: BRG STOCK, 410.851.4001 & 410.851.4002
3110058793 | ACTIVE | 03010610 | 03010610 | 14 | EA | MECH | BEARING, BALL, SINGLE ROW CONRAD/(2)SEALS, 0.9843"ID, 2.0472"OD, 0.5906"W, SKF 6205-2RS-JEM
3110065293 | ACTIVE | 03010610 | 03010610 | 4 | EA | MECH | BEARING, BALL, 0.9843"ID, 2.4409"OD, 0.6693"W, COPES-VULCAN, CV901110-0052, WU 001 D-P SOOT BLOWER PRIMARY HELIX GEAR SHAFT MODEL NOSIK-525B
3110059643 | ACTIVE | 03010610 | 03010610 | 5 | EA | MECH | BEARING, BALL, SINGLE ROW CONRAD/(2) SEALS, 0.7874"ID, 1.8504"OD, 0.5512"W, FAFNIR BRG, 204 KPP, WU: MIXING EQUIP. MODEL NLDG 75, SERIAL 7
4810124158 | ACTIVE | 03010611 | 03010611 | 10 | EA | MECH | NOZZLE, SPRAY, 2-1/2", 2-15/16"ID, 5-1/2"OD, 5-1/8"L, 316SS TEFLON, 75,000#/HR, 2-1/2", 316SS, COCHRANE, B201089
0100005672 | ACTIVE | 03010612 | 03010612 | 10 | EA | MECH | PLUG, PIPE, MAGNETIC, 3/4" NPT,SQ HD, GIW IND. 625-7708P-07-01IRP, WU:U1-4 AR PUMPS
5977262517 | ACTIVE | 03010613 | 03010613 | 97 | EA | ELEC/INS | BRUSH, ELECTRICAL, 2-3/4"L, 1-1/4"W, 3/4"THK, SLOTTED END,(NO SUBS),GENERAL ELECTRIC CO, 323B7989P0002, WU: GE GENERATOR
4710101629 | ACTIVE | 99999999 | 03010616 | 50 | EA | MECH | TUBE, BOILER, RETAINER CASTING, LARGE HOLE, BOILER TUBE, BY DESCRP
4710101637 | ACTIVE | 33333333 | 03010616 | 49 | EA | MECH | TUBE, BOILER, RETAINER, CASTING, SMALL HOLE, BABCOCK & WILCOX, 63786BB, WU:B&W BOILER TUBES, PER DRAWING 63786, U3&4
4730110881 | ACTIVE | 03010618 | 03010618 | 2 | EA | MECH | UNION, PIPE, 2" NPS, SA105, SOCKETWELD, 3000 LB, ANY MFG, BY DESCRP
4730105642 | ACTIVE | 03010618 | 03010618 | 2 | EA | MECH | ELBOW, PIPE, SA105, 45 DEG, NPS, 2", 3000 LB, SOCKET WELD, ANY MFG BY DESCRP
4730106558 | ACTIVE | 03010618 | 03010618 | 1 | EA | MECH | CAP, PIPE, 2" NPS, SW, FS, SA105, 3000 LB, ANY MFG,BY DESCRP
4730132133 | ACTIVE | 03010621 | 03010621 | 1 | EA | MECH | ELBOW, PIPE, PVC, 45 DEG, 6", 80 SCH, SOCKET WELD, LASCO INDUSTRIES, BY DESCRP
4730104827 | ACTIVE | 03010621 | 03010621 | 1 | EA | MECH | FLANGE, PIPE, SOCKET WELD, VAN STONE, 6", PVC, 150 LB, 80 SCH, FLAT, ANY MFG BY DESCRP
8125000011 | ACTIVE | 03010623 | 03010623 | 9 | EA | MECH | BOTTLE, SPRAY, PLASTIC, W/SPRAY HEAD, 16 TO 32 OZ, ANY MFG, BY DESCRP
5307150226 | ACTIVE | 03010701 | 03010701 | 135 | EA | MECH | STUD, B7 GR, 5/8"DIA, 3-1/4"L, ALLOY STL A193, ANSI, ANY MFG, BY DESCRP
5307152115 | ACTIVE | 03010701 | 03010701 | 217 | EA | MECH | STUD, B7 GR, 1/2"DIA, 2-3/4"L, (W/2-2H HEX NUTS, GRADE A194) ALLOY STL A193, ANY MFG, BY DESCRP,
5307150382 | ACTIVE | 03010701 | 03010701 | 13 | EA | MECH | STUD, B7 GR, 5/8"DIA, 3-3/4"L, ALLOY STL A193, ANSI/ASTM, ANY MFG, BY DESCRP
5307150465 | ACTIVE | 03010701 | 03010701 | 15 | EA | MECH | STUD, B7 GR, 1/2"DIA, 3"L, ALLOY STL A193, ANSI/ASTM, ANY MFG, BY DESCRP
5310155352 | ACTIVE | 03010701 | 03010701 | 125 | EA | MECH | NUT, HEX, 5/8", GR 2H , CS A194, ASTM, ANY MFG, BY DESCRP
5910222933 | ACTIVE | 03010702 | 03010702 | 3 | EA | ELEC/INS | CAPACITOR, ELECTROLYTIC, MOTOR START, 120 V, PLAST, 189-227, QUICK CONNECT, DAYTON ELECTRIC, 2MDR5
4730124981 | ACTIVE | 33333333 | 03010703 | 2 | EA | MECH | COUPLING, PIPE, F22, SA182F22, SCKTWELD, NPS 1-1/2", 9000#, ANY MFG, BY DESCRP
4730126531 | ACTIVE | 03010703 | 03010703 | 3 | EA | MECH | CAP, PIPE, 1-1/2" NPS, SW, F22, SA182F22, 9000 LB, ANY MFG, BY DESCRP, WU: STEAM PIPING, UNIT 4
4730126580 | ACTIVE | 99999999 | 03010703 | 2 | EA | MECH | CAP, PIPE, 1-1/2" NPS, SW, F11, 1-1/4 CHROME, SA182F11, 9000 LB, ANY MFG, BY DESCRP
4730125020 | ACTIVE | 03010703 | 03010703 | 4 | EA | MECH | COUPLING, PIPE, F11, SA182F11, SCKTWELD, NPS 1-1/2", 9000#, ANY MFG, BY DESCRP
4730125038 | ACTIVE | 03010704 | 03010704 | 2 | EA | MECH | COUPLING, PIPE, F11, SA182F11, SCKTWELD, NPS 2", 9000#, ANY MFG, BY DESCRP
4730124999 | ACTIVE | 33333333 | 03010704 | 2 | EA | MECH | COUPLING, PIPE, F22, SA182F22, SCKTWELD, NPS 2", 9000#, ANY MFG, BY DESCRP
4730126523 | ACTIVE | 03010704 | 03010704 | 5 | EA | MECH | CAP, PIPE, 2" NPS, SW, F22, SA182F22, 9000 LB, ANY MFG, BY DESCRP, WU: STEAM PIPING, UNIT 4
4730126572 | ACTIVE | 03010704 | 03010704 | 2 | EA | MECH | CAP, PIPE, 2" NPS, SW, F11, 1-1/4 CHROME, SA182F11, 9000 LB, ANY MFG, BY DESCRP
3439003025 | ACTIVE | 03010705 | 03010705 | 160 | EA | TOOL | ELECTRODE, WELDING, ROD HELIARC, 1/8"DIA, ER317L, MILL TEST REPORT REQ'D, 8EA = 1LB (10# CONT), ANY MFG, BY DESCRP, INSPECTION REQ'D
0100006028 | ACTIVE | 03010706 | 03010706 | 2 | EA | ELEC/INS | DIODE, LED D305, 800 V, 300 A, AMETEK, 03-600307-00, WU:1A,B,C
5136000071 | ACTIVE | 03010707 | 03010707 | 21 | EA | TOOL | TAP, PIPE, REGULAR TAPER, 1/4"X 2-7/16", HIGH SPEED STL, 18 TPI, DYNA SYSTEMS, 807-7-1300
5136000550 | ACTIVE | 03010707 | 03010707 | 2 | EA | TOOL | TAP, PIPE, REGULAR TAPER, 1/8"X 2-1/8", HIGH SPEED STL, 27 TPI, DYNA SYSTEMS, 806-7-0500
0100005580 | ACTIVE | 03010707 | 03010707 | 6 | EA | MECH | PLUG, TAPER SCREW REPAIR, 7/8", REMCO, 4897/8TLP, WU:U1-4 ABSORBER PIPING PLUGS
5136000261 | ACTIVE | 03010707 | 03010707 | 24 | EA | TOOL | TAP, SCREW, PLG, 1/2"X 3-3/8", HIGH SPEED STL, 13 TPI, DYNA SYSTEMS, 506-4-2902
5136000535 | ACTIVE | 03010707 | 03010707 | 8 | EA | TOOL | TAP, SCREW, TAPER, 1/2"X 3-3/8", HIGH SPEED STL, 13 TPI, DYNA SYSTEMS, 806-3-2902
5136000402 | ACTIVE | 03010707 | 03010707 | 28 | EA | TOOL | TAP, SCREW, BTM, 1/2"X 3-3/8", HIGH SPEED STL, 13 TPI, DYNA SYSTEMS, 806-6-2902
0100005581 | ACTIVE | 03010707 | 03010707 | 5 | EA | MECH | PLUG, TAPER SCREW REPAIR, 5/8", REMCO, 4895/8TLP, WU:U1-4 ABSORBER PIPING PLUGS
0100005582 | ACTIVE | 03010707 | 03010707 | 6 | EA | MECH | PLUG, TAPER SCREW REPAIR, 3/8", REMCO, 4893/8TLP, WU:U1-4 ABSORBER PIPING REPAIRS
5136000303 | ACTIVE | 03010707 | 03010707 | 21 | EA | TOOL | TAP, PIPE, BTM, 1/4"X 2-1/2", HIGH SPEED STL, 20 TPI, DYNA SYSTEMS, 806-6-1302
5136000543 | ACTIVE | 03010707 | 03010707 | 30 | EA | TOOL | TAP, SCREW, PLG, 1/4"X 2-1/2", HIGH SPEED STL, 20 TPI, DYNA SYSTEMS, 806-4-1302
5136000709 | ACTIVE | 03010707 | 03010707 | 8 | EA | TOOL | TAP, SCREW, BTM, 1/4"X 2-1/2", HIGH SPEED STL, 28 TPI, DYNA SYSTEMS, 806-6-1301
5136000717 | ACTIVE | 03010707 | 03010707 | 7 | EA | TOOL | TAP, SCREW, PLG, 1/4"X 2-1/2", HIGH SPEED STL, 28 TPI, DYNA SYSTEMS, 806-4-1301
5136000485 | ACTIVE | 03010708 | 03010708 | 6 | EA | TOOL | TAP, PIPE, REGULAR TAPER, 3/8"X 2-9/16", HIGH SPEED STL, 18 TPI, DYNA SYSTEMS, 807-7-2100
5136000527 | ACTIVE | 03010708 | 03010708 | 12 | EA | TOOL | TAP, SCREW, PLG, 3/8"X 2-15/16", HIGH SPEED STL, 16 TPI, DYNA SYSTEMS, 806-4-2102
5136000196 | ACTIVE | 03010708 | 03010708 | 25 | EA | TOOL | TAP, SCREW, BTM, 3/8"X 2-15/16", HIGH SPEED STL, 16 TPI, DYNA SYS, 806-6-2102, AMERICAN MADE ONLY
5136000246 | ACTIVE | 03010708 | 03010708 | 6 | EA | TOOL | TAP, SCREW, BTM, 5/16"X 2-23/32", HIGH SPEED STL, 18 TPI, DYNA SYSTEMS, 806-6-1702
5136000113 | ACTIVE | 03010708 | 03010708 | 9 | EA | TOOL | TAP, SCREW, BTM, 3/8"X 2-15/16", HIGH SPEED STL, 24 TPI, DYNA SYSTEMS, 806-6-2101
5136000576 | ACTIVE | 03010708 | 03010708 | 19 | EA | TOOL | TAP, SCREW, TAPER, 3/8"X 2-15/16", HIGH SPEED STL, 16 TPI, DYNA SYSTEMS, 806-3-2102
5136000105 | ACTIVE | 03010708 | 03010708 | 6 | EA | TOOL | TAP, SCREW, PLG, 5/16"X 2-23/32", HIGH SPEED STL, 24 TPI, DYNA SYSTEMS, 806-4-1701
5136000725 | ACTIVE | 03010708 | 03010708 | 5 | EA | TOOL | TAP, SCREW, TAPER, 5/16"X 2-23/32", HIGH SPEED STL, 24 TPI, DYNA SYSTEMS, 806-3-1701
5136000949 | ACTIVE | 03010709 | 03010709 | 2 | EA | TOOL | TAP, SCREW, BTM, #3 X 1-13/16", HIGH SPEED STL, 56 TPI, MORSE CUTTING TOOL, 33812
5136000378 | ACTIVE | 03010709 | 03010709 | 6 | EA | TOOL | TAP, SCREW, BTM, #3 X 1-13/16", HIGH SPEED STL, 48 TPI, MORSE CUTTING TOOL DIV, 33810
5136000964 | ACTIVE | 03010709 | 03010709 | 4 | EA | TOOL | TAP, SCREW, BTM, #4 X 1-7/8", HIGH SPEED STL, 40 TPI, MORSE CUTTING TOOL, 33814
5136000097 | ACTIVE | 03010709 | 03010709 | 6 | EA | TOOL | TAP, SCREW, BTM, #5 X 1-15/16", HIGH SPEED STL, 40 TPI, MORSE CUTTING TOOL, 33818
5136000469 | ACTIVE | 03010709 | 03010709 | 11 | EA | TOOL | TAP, SCREW, BTM, #6 X 2", HIGH SPEED STL, 32 TPI, DYNA SYSTEMS, 806-6-0602
5136000329 | ACTIVE | 99999999 | 03010709 | 6 | EA | TOOL | TAP, SCREW, PLG, #4 X 1-7/8", HIGH SPEED STL, 40 TPI, DYNA SYSTEMS, 807-4-8900
5136000170 | ACTIVE | 03010709 | 03010709 | 40 | EA | TOOL | TAP, SCREW, TAPER, #6 X 2", HIGH SPEED STL, 32 TPI, DYNA SYSTEMS, 806-3-0602
5130000374 | ACTIVE | 33333333 | 03010709 | 14 | EA | TOOL | TAP, SCREW, TAPER, #4 X 1-7/8", HIGH SPEED STL, 40 TPI, MORSE CUTTING TOOL, 33610
5136000683 | ACTIVE | 03010709 | 03010709 | 4 | EA | TOOL | TAP, SCREW, PLG, #6 X 2", HIGH SPEED STL, 32 TPI, DYNA SYSTEMS, 806-4-0602
9510000681 | ACTIVE | 03010710 | 03010710 | 1 | EA | STRUC | STOCK, BAR, FLAT, 8"W, 24"L, 5/16"THK, LOW CARBON, ANY MFG, BY DESCRP, PRECISION GROUND, FREE MACHINING
0100000106 | ACTIVE | 99999999 | 03010711 | 50 | FT | MECH | BELT, REPAIR, 50'L, 6"W, NO INSULATION ON BACK,EFFOX, FLUOROFLEX #12, WU:REPAIR OF BOILER FABRIC EXPANSION JOINTS
0100000103 | ACTIVE | 03010711 | 03010711 | 27 | FT | CHEM | SEALANT/ADHESIVE, PFA SPLICING FILM, 6" W X 50'L, FOR REPAIR OF FABRIC EXPANSION JOINTS
8415000077 | ACTIVE | 33333333 | 03010712 | 4 | PR | SAFETY | GOGGLES, SAFETY, WELD/WIDE VISION, #5, RED, RIDGID FRAME, JACKSON, 0746-0223
5945246923 | ACTIVE | 03010714 | 03010714 | 5 | EA | ELEC/INS | SOCKET, RELAY, 12 PIN, FORNEY INTN'L, X-71315-00
4810134165 | ACTIVE | 03010715 | 03010715 | 2 | KT | MECH | VALVE, KIT, PNEU, NON-ASB, PALL PNEUMATIC PROD., 1197941
4810134173 | ACTIVE | 03010715 | 03010715 | 2 | KT | MECH | VALVE, KIT, PNEU, EXHAUST, NON-ASB, PALL PNEUMATIC PROD, 1189408, WU:P-PNEU INSTR AIRDRYER 800DHA, ALL UNITS; 250DHA, COOL TWR U-3
3439001664 | ACTIVE | 03010723 | 03010723 | 3 | EA | MECH | HOSE, ASSY/WELD, 1/4", 50'L, CPLD, THE ANCHOR PACKING CO., BY DESCRP
3110073107 | ACTIVE | 03010802 | 03010802 | 1 | EA | MECH | BEARING, DBL ROW, 1.1811"ID, 2.4409"OD, 0.9375"W, ANGULAR CONT/GROV,12020, SKF IND., 3206ANR, WU: WORTHINGTON FRAME
3110060104 | ACTIVE | 03010802 | 03010802 | 1 | EA | MECH | BEARING, DBL ROW, 1.1811"ID, 2.8346"OD, 1.1875"W, FAFNIR BRG, 5306, WU: GOULD PMP MOD 3196ST, 3X2-6, S/N749B340-2 RO
3110062183 | ACTIVE | 03010802 | 03010802 | 2 | EA | MECH | BEARING, SINGLE ROW/THRUST, 1.1811"ID, 2.4409"OD, 0.6299"W, ANGULAR CONT/FLUSH GRN, FAFNIR BRG, 7206WSV, WU: SO2 CP, PUMPS, SODA ASH SO
3110070178 | ACTIVE | 03010802 | 03010802 | 1 | EA | MECH | BEARING, BALL, SINGLE ROW CONRAD, (2) SEALS, 1.1811"ID, 2.8346"OD, 0.7480"W, SKF 6306-2RS-JEM, WU: VIKING PUMP
3110060146 | ACTIVE | 33333333 | 03010802 | 6 | EA | MECH | BEARING, CRTG, 1.5748"ID, 3.1496"OD, 1.1875"W, FAFNIR BRG, W208KLL, WU: STOCK BRGS
3110061458 | ACTIVE | 03010802 | 03010802 | 8 | EA | MECH | BEARING, BALL, SINGLE ROW CONRAD, (2) SEALS, 1.3780"ID, 2.8346"OD, 0.6693"W, FAFNIR BRG, 207 KPP, WU: WESTINGHSE 15 HP ELECT. MOTR , EQ.# 410-851
3110061573 | ACTIVE | 03010802 | 03010802 | 1 | EA | MECH | BEARING, BALL, SINGLE ROW (2) SHIELDS, 1.1875"ID, 2.4409"OD, 0.7087"W, FAFNIR BRG, RA103RR
0100000062 | ACTIVE | 99999999 | 03010803 | 1 | EA | MECH | BEARING, BALL, DBL ROW, 1.378"ID X 3.937"OD X 1.750"W, 12589, FAFNIR BEARING, 5407WBR, WU:TURBINE LUBE OIL MOTOR SUCTION PMP
5920228169 | ACTIVE | 03010803 | 03010803 | 15 | EA | ELEC/INS | FUSE, CARTRIDGE, 250 V, 1-1/2 A, FAST-ACTING, BUSSMAN MFG. CO., AGC 1-1/2
4730125079 | ACTIVE | 03010804 | 03010804 | 6 | EA | MECH | ELBOW, PIPE, SA182F22, 90 DEG, NPS 2", 9000 LB, SOCKET WELD, ANY MFG BY DESCRP
4730126473 | ACTIVE | 03010804 | 03010804 | 2 | EA | MECH | ELBOW, PIPE, SA182F22, 45 DEG, NPS 2", 9000 LB, SOCKET WELD, ANY MFG BY DESCRP
4730125111 | ACTIVE | 03010804 | 03010804 | 5 | EA | MECH | ELBOW, PIPE, SA182F11, 90 DEG, NPS 2", 9000 LB, SOCKET WELD, ANY MFG BY DESCRP
4810128886 | ACTIVE | 33333333 | 03010805 | 2 | EA | MECH | VALVE, PETCOCK, 1/4", THRD, BRS BODY, NON-ASB ,AUTO PARTS & EQUIP. CO, 303400
3110060922 | ACTIVE | 03010806 | 03010806 | 1 | EA | MECH | BEARING, BALL, SINGLE ROW CONRAD, (2) SEALS, 3.1496"ID, 5.5118"OD, 1.0236"W, SKF 6216 2RS JEM
3110074758 | ACTIVE | 03010807 | 03010807 | 5 | EA | MECH | SEAL, RING, BEARING CRW400750, WARMAN, DD089-10S10, LIMESTONE
0000000448 | ACTIVE | 33333333 | 03010807 | 2 | EA | MECH | SEAL, RING, BEARING, WARMAN, QV 089S10
3110074741 | ACTIVE | 03010807 | 03010807 | 2 | EA | MECH | BEARING, SEAL RING, WARMAN, C089-10S10, CRW400750, LIMESTONE
0000000449 | ACTIVE | 33333333 | 03010807 | 1 | EA | MECH | SEAL, O'RING, WARMAN, QV 217S10, IMPELLER; LIMESTONE, WU: REAGENT PREP/D-WATER AREA SUMP
0000000459 | ACTIVE | 33333333 | 03010807 | 2 | EA | MECH | O-RING, SHAFT, WARMAN, C109S50, WU: FILTER FEED PUMP
5330228874 | ACTIVE | 03010807 | 03010807 | 3 | EA | MECH | O-RING, WARMAN, 53T171N364, WU: LIMESTONE PUMPS, UNDERFLOW TRANSFER, SLURRY FEED TANK, FILTER FEED
0000000458 | ACTIVE | 03010807 | 03010807 | 1 | EA | MECH | O-RING, PUMP, 448, WARMAN, 69T241N448, LIMESTONE WU: SLURRY TRANSFER PUMP
5330228866 | ACTIVE | 03010807 | 03010807 | 1 | EA | MECH | O-RING, SLURRY TRANSFER PUMP, WARMAN, 35T203N266, WU: LIMESTONE
5330228940 | ACTIVE | 03010807 | 03010807 | 3 | EA | MECH | O-RING, SHAFT, WARMAN, D109S50, LIMESTONE
0000000450 | ACTIVE | 03010807 | 03010807 | 2 | EA | MECH | O-RING, SHAFT, WARMAN, D109S50, LIMESTONE; WU: SLURRY TRANSFER PUMP
5330186973 | ACTIVE | 03010809 | 03010809 | 12 | EA | MECH | GASKET, RAISED FACE, 12", 1/8"THK, 150#, NON-ASBESTOS, RICHARD KLINGER INC., C4400
5330180349 | ACTIVE | 03010809 | 03010809 | 1 | EA | MECH | GASKET, RAISED FACE, 12" X 1/16"THK, 150#, TEFLON ENV/TETRA BLU, GARLOCK 3000, NON-ASBESTOS, ANCHOR PACKING CO, BY DESCRP
5330181800 | ACTIVE | 03010809 | 03010809 | 21 | EA | MECH | GASKET, RAISED FACE, 12" X 1/16"THK, 150#, NON-ASBESTOS, RICHARD KLINGER INC., C4400
4730113497 | ACTIVE | 03010811 | 03010811 | 3 | EA | MECH | UNION, PIPE, 1-1/2" NPS, SA182F 316L, SOCKETWELD, 3000 LB, ANY MFG, BY DESCRP
4730109867 | ACTIVE | 03010811 | 03010811 | 3 | EA | MECH | TEE, PIPE, 316 SS,1-1/2", SCKTWELD, 3000 LB, ANY MFG, BY DESCRP
4730118371 | ACTIVE | 03010811 | 03010811 | 2 | EA | MECH | ELBOW, PIPE, SA182F316L, 45 DEG, NPS 1-1/2", 3000 LB, SOCKET WELD, ANY MFG BY DESCRP
4730130772 | ACTIVE | 03010811 | 03010811 | 3 | EA | MECH | COUPLING, PIPE, 316SS, SA182F316, SW, NPS 1-1/2", 3000#, ANY MFG, BY DESCRP
4730115583 | ACTIVE | 03010811 | 03010811 | 4 | EA | MECH | ELBOW, PIPE, SA182F316L, 90 DEG, NPS 1-1/2", 3000 LB, SOCKET WELD, ANY MFG BY DESCRP
4730119213 | ACTIVE | 03010811 | 03010811 | 1 | EA | MECH | CAP, PIPE, 1-1/2" NPS, SW, SS, SA182F316, 3000 LB, ANY MFG, BY DESCRP
4730105600 | ACTIVE | 03010813 | 03010813 | 3 | EA | MECH | ELBOW, PIPE, SA105, 90 DEG, NPS, 1", 3000 LB, THDED FNPT X MNPT, ANY MFG BY DESCRP
4730108489 | ACTIVE | 03010813 | 03010813 | 11 | EA | MECH | ELBOW, PIPE, SA105, 45 DEG, NPS, 1", 3000 LB, THDED, ANY MFG BY DESCRP
4730108554 | ACTIVE | 03010813 | 03010813 | 19 | EA | MECH | ELBOW, PIPE, SA105, 90 DEG, NPS, 1", 3000 LB, THDED, ANY MFG BY DESCRP
4730118637 | ACTIVE | 33333333 | 03010813 | 28 | EA | MECH | CAP, PIPE, 1" FNPT, FS, SA105, 3000 LB, ANY MFG, BY DESCRP
4730111210 | ACTIVE | 03010813 | 03010813 | 15 | EA | MECH | COUPLING, PIPE, FS, SA105,THDED, NPS 1", 3000#, ANY MFG, BY DESCRP
4730108901 | ACTIVE | 03010813 | 03010813 | 8 | EA | MECH | PLUG, PIPE, 1" FS, SA105, HEX HD, 6000 LB, ANY MFG, BY DESCRP
4730102789 | ACTIVE | 03010814 | 03010814 | 4 | EA | MECH | UNION, PIPE, 1" NPS, SA105, THDED NPT, 3000 LB, ANY MFG, BY DESCRP
4730107010 | ACTIVE | 33333333 | 03010814 | 2 | EA | MECH | TEE, PIPE, SA105 FS,THDED NPT, 1", 3000 LB, ANY MFG, BY DESCRP
4810122087 | ACTIVE | 03010815 | 03010815 | 5 | EA | MECH | VALVE, DIAPHRAM, 1", NON-ASB, OEM, UCC, 1954-18, WU:FLY ASH HANDLING SYS
4810135741 | ACTIVE | 99999999 | 03010816 | 3 | EA | MECH | SEAL, METAL, CONTROL COMPONENTS, 121301003
8415000341 | ACTIVE | 33333333 | 03010817 | 1 | EA | SAFETY | JACKET, RAIN, X-LG, PVC, HOODED/STORM FLAP, NEESE IND., 56AJYX
4730112556 | ACTIVE | 03010818 | 03010818 | 25 | EA | MECH | COUPLING, AIR HOSE, CHICAGO FTG X 1" BARBED HOSE END, MALLEABLE IR, 110 PSI, DIXON VALVE, AM11
4730114073 | ACTIVE | 03010818 | 03010818 | 70 | EA | MECH | COUPLING, AIR, HOSE, CHICAGO FTG X 3/4" BARBED HOSE END, MALLEABLE IR, 110 PSI, DIXON VALVE, AM-6
5975259432 | ACTIVE | 03010819 | 03010819 | 1 | EA | ELEC/INS | BODY, CONDUIT, TYPE X, 1", ALUMINUM, THREADED, APPLETON, X100A
5975264309 | ACTIVE | 03010819 | 03010819 | 9 | EA | ELEC/INS | BODY, CONDUIT, TB, 1", AL, THDED, KILLARK, OTB-3
5975259960 | ACTIVE | 03010819 | 03010819 | 2 | EA | ELEC/INS | BODY, CONDUIT, T, 1", AL, THDED, APPLETON, T100A
8415000101 | ACTIVE | 33333333 | 03010823 | 111 | PR | SAFETY | GLOVES, SAFETY, LARGE, KNIT LINED, VINYL-KNIT LINED, EDMONT, 211230
5305145616 | ACTIVE | 33333333 | 03010901 | 200 | EA | MECH | SCREW,TAPPING,SHEET METAL,#8 DIA,2 IN,HEX,ZINC CHROMATE PLTED STL
5305147380 | ACTIVE | 03010901 | 03010901 | 267 | EA | MECH | SCREW,TAPPING,SHEET METAL,#6 DIA,1 IN,HEX,ZINC CHROMATE PLTED STL
5305148693 | ACTIVE | 03010901 | 03010901 | 200 | EA | MECH | SCREW,TAPPING,SHEET METAL,#6 DIA,1/2 IN,HEX,ZINC CHROMATE PLTED STL
5305155771 | ACTIVE | 33333333 | 03010901 | 2500 | EA | MECH | SCREW,TAPPING,SHEET METAL,#8 DIA,1/2 IN,HEX/SLOTTED,ZINC PLTD CS,WU:INSULATION, BOILER & MILL
5305143959 | ACTIVE | 03010901 | 03010901 | 400 | EA | MECH | SCREW,TAPPING,SHEET METAL,#8 DIA,1-1/2 IN,HEX,ZINC CHROMATE PLTED STL
3110073347 | ACTIVE | 03010902 | 03010902 | 1 | EA | MECH | BEARING, SPHERICAL, 5.1181"ID, 9.0551"OD, 2.5197"W, SELF-ALIGNING/TAP, SKF, 22226EKC3
3110073727 | ACTIVE | 33333333 | 03010902 | 2 | EA | MECH | BEARING, ROLLER, SPHERICAL, 3.4375"ID, 6.2992"OD, 4.0310"W, SKF IND. INC, 476218B-307
3110073701 | ACTIVE | 33333333 | 03010902 | 1 | EA | MECH | BEARING, SPHERICAL, 1.9375"ID, SKF INDUSTRIES INC, 476211B-115
6685360460 | ACTIVE | 03010903 | 03010903 | 2 | EA | ELEC/INS | THERMOMETER, 5" DIAL, 2-1/2" STEM, 0-200 DEG F, ANY MFG, BY DESCRP
6685361732 | ACTIVE | 03010903 | 03010903 | 1 | EA | ELEC/INS | THERMOMETER, 3" DIAL, 1/2" NPT, 2-1/2" STEM, 0-200 DEG F, MULTIPLE ANGLE CONNECTION LEVELS, REOTEMP INSTRUMENT, LL0251F43
6685361922 | ACTIVE | 03010903 | 03010903 | 1 | EA | ELEC/INS | THERMOMETER, 3" DIAL, 6" STEM, 50-550 DEG F, REOTEMP INSTRUMENT, B
4730128727 | ACTIVE | 03010904 | 03010904 | 3 | EA | MECH | ELBOW,PIPE,LR,SA234WPB SEAMLESS,90 DEG,NPS 1 IN,SCH XH,BUTTWELD,ANY MFG,BY DESCRP
4730128800 | ACTIVE | 03010904 | 03010904 | 1 | EA | MECH | ELBOW, PIPE, LR, SA234WPB SEAMLESS, 45 DEG, NPS, 1", SCH XH, BUTTWELD, ANY MFG BY DESCRP, DUP OF CAT ID 4730129873
3110062019 | ACTIVE | 03010905 | 03010905 | 2 | EA | MECH | BEARING, SINGLE ROW/ (2) SHLD, 1.6875"ID, 3.3465"OD, 2.2188"W, FAFNIR BRG, G 1111 KRRAG, WU:STOCK FEEDER, CONTRACT 562161DZ, CLEANOUT CONVEYOR
3110062175 | ACTIVE | 03010905 | 03010905 | 2 | EA | MECH | BEARING, BALL, SINGLE ROW CONRAD, (2) SEALS, 1.7717"ID, 3.3465"OD, 0.7480"W, FAFNIR BRG, 209PP, WU: EQUIP. #410.460.4501,4502; 412.450.60
0100005608 | ACTIVE | 03010906 | 03010906 | 1 | EA | MECH | BEARING, BALL RADIAL, SEALED, 60 MM, 130 MM, 31 MM, STEEL, SKF, 6312 2RSJEM, WU:U1-4 INCLUDING 48 ABSORBER AGITATOR MOTORS
3110061805 | ACTIVE | 03010906 | 03010906 | 2 | EA | MECH | BEARING, BALL, SINGLE ROW CONRAD, 1.5748"ID, 3.5433"OD, 0.9055"W, SNAP RING, SKF, 6308 NR JEM, WU: PLANT WIDE
3110057894 | ACTIVE | 03010906 | 03010906 | 3 | EA | MECH | BEARING, BALL, DBL ROW, 1.5748"ID X 3.5433"OD X 1.4375"W, FAFNIR BEARING, 5308W
3110074287 | ACTIVE | 03010906 | 03010906 | 2 | EA | MECH | BEARING, SINGLE ROW CONRAD/SEALED, 1.5748"ID, 3.5433"OD, 0.9055"W, 12894, EKATO CORP., 2912870, LIMESTONE
3110060849 | ACTIVE | 03010906 | 03010906 | 2 | EA | MECH | BEARING, BALL, SINGLE ROW RADIAL, (2) SEALS, 1.5748"ID, 2.6772"OD, 0.5906"W, SKF IND. INC, 6008-2RS JEM, WU: U1 DIA POWER SOOTBLOWERS; U3&4
3110069543 | ACTIVE | 03010906 | 03010906 | 2 | EA | MECH | BEARING, BALL, SINGLE ROW RADIAL, 1.5748"ID, 3.5433"OD,0.9055"W, GROVD, DODGE/RELIANCE, 390302, WU: DODGE TORQUE ARM SPEED REDCR
3110062217 | ACTIVE | 03010906 | 03010906 | 2 | EA | MECH | BEARING, BALL, SINGLE ROW CONRAD, (1)SHIELD, 1.5748"ID, 3.1496"OD, 0.7087"W, FAFNIR BRG, 208 KD, WU: INGERSOLL-RAND WATER PMP, SIZE 105C1, SERIA
3110057704 | ACTIVE | 03010906 | 03010906 | 7 | EA | MECH | BEARING, BALL, SINGLE ROW RADIAL/(1) SEAL, 1.3780"ID, 2.8346"OD, 0.6693"W, FAFNIR BRG, 207 KP
0100003077 | ACTIVE | 03010907 | 03010907 | 2 | EA | ELEC/INS | BOARD, TIMER, BABCOCK & WILCOX, 6333421, WU: ALL UNITS BAGHOUSE PULSE AIR HEADERS
0100003079 | ACTIVE | 33333333 | 03010907 | 2 | EA | ELEC/INS | RELAY, TIMING, BABCOCK & WILCOX, 6333422; A-B 700FSB3CU23, WU: U-1,2,3,4 BAGHOUSE PULSE AIR HEADERS
0100003078 | ACTIVE | 03010907 | 03010907 | 2 | EA | ELEC/INS | RELAY, 6A, 2 C/O (DPDT), 120V AC, 50/60 HZ, ALLEN BRADLY, 700-HAX2A1, B&W 6333423, WU: ALL UNITS BAGHOUSE PULSE AIR HEADERS
0100003073 | ACTIVE | 03010907 | 03010907 | 2 | EA | ELEC/INS | SOLENOID, PLUNGER, TUBE & SPRING, BABCOCK & WILCOX, 6333414, WU: U3&4 BAGHOUSE PULSE AIR HEADERS
0100003072 | ACTIVE | 03010907 | 03010907 | 3 | EA | ELEC/INS | COIL,SOLENOID,110 V,BABCOCK & WILCOX,6333413,WU: U3&4 BAGHOUSE PULSE AIR HEADERS
4730119577 | ACTIVE | 03010907 | 03010907 | 7 | EA | MECH | NIPPLE, PIPE, BRASS, 1/2" X 4", THDED, ANY MFG BY DESCRP
4730110501 | ACTIVE | 03010907 | 03010907 | 4 | EA | MECH | NIPPLE, PIPE, BRASS 1/2" X 3", THDED, ANY MFG BY DESCRP
4730117837 | ACTIVE | 03010907 | 03010907 | 4 | EA | MECH | NIPPLE, PIPE, BRASS, 1/2" X 2", THDED, ANY MFG BY DESCRP
4730116789 | ACTIVE | 03010907 | 03010907 | 8 | EA | MECH | NIPPLE, PIPE, CLOSE, 1/2 IN, BRS, ANY MFG, BY DESCRP
4730130111 | ACTIVE | 03010908 | 03010908 | 6 | EA | MECH | ELBOW, PIPE, SR, SA234WPB SEAMLESS, 90 DEG, NPS 2", SCH XH, BUTTWELD, ANY MFG BY DESCRP
4730128693 | ACTIVE | 03010908 | 03010908 | 4 | EA | MECH | ELBOW,PIPE,LR,SA234WPB SEAMLESS,90 DEG,NPS 2 IN,SCH XH,BUTTWELD,ANY MFG,BY DESCRP
4730129840 | ACTIVE | 03010908 | 03010908 | 6 | EA | MECH | ELBOW, PIPE, LR, SA234WPB SEAMLESS, 45 DEG, NPS, 2", SCH XH, BUTTWELD, ANY MFG BY DESCRP
4730127182 | ACTIVE | 33333333 | 03010910 | 1 | EA | MECH | NOZZLE, ASSY, W/7/8" JET, DIAMOND POWER 350658-01AC, WU:DIAMOND POWER SOOT BLOWER MDL IK-525B & IK-545B, U-3&4,
4810136160 | ACTIVE | 03010911 | 03010911 | 1 | EA | MECH | ADAPTER, SLEEVE, KEYSTONE VALVE DIV.,102-254-040-417-004
4810136152 | ACTIVE | 03010911 | 03010911 | 4 | EA | MECH | ADAPTER, SLEEVE, KEYSTONE VALVE DIV.,102-254-020-417-004
5930235758 | ACTIVE | 03010912 | 03010912 | 1 | EA | ELEC/INS | SWITCH, BOX, TYPE A, NEMA 4, DPDT, TYCO VALVES, 2007DBY2B2M0400, WU: VALVE #"S: FV1019, 1018, 1021
4810132326 | ACTIVE | 03010912 | 03010912 | 1 | EA | ELEC/INS | SOLENOID, 4-WAY, 120 V, 9 W, 50/60 HZ, 125 PSIG/40 MINS, KEYSTONE, 791L-412-C4AA-00/ISV-1227101
4810135501 | ACTIVE | 03010912 | 03010912 | 1 | KT | MECH | ACTUATOR, KIT, REPAIR, KEYSTONE VALVE DIV., 198-935-300-790-037
5925231465 | ACTIVE | 03010913 | 03010913 | 1 | EA | ELEC/INS | BREAKER, CIRCUIT, MOLDED CASE, 600 V, 50 A, 3 POLE, BROWN BOVERI INC., REF3B050
5925231440 | ACTIVE | 03010913 | 03010913 | 1 | EA | ELEC/INS | BREAKER, CIRCUIT, MOLDED CASE, 600 V, 30 A, 3 POLE, BROWN BOVERI INC., REF3B030
3110069972 | ACTIVE | 33333333 | 03010914 | 3 | MS | MECH | BEARING, CONE/CUP, 3.5000"ID, 7.8740"OD, 2.0772"W, 2 CONES/2 CUPS, MARLEY COOLING TOWER, 229732M, WU: 1&3 MARLEY COOLING TOWER SERIES 36
4810113912 | ACTIVE | 03010914 | 03010914 | 4 | EA | MECH | FLAPPER, ASSY/VLV, SS, UCC, 2003-5, WU:RELIEF VALVE BOTTOM ASH SYS, U-1,2,3 4
3110072711 | ACTIVE | 03010914 | 03010914 | 1 | ST | MECH | BEARING, CONE/CUP, 3.5000"ID, 7.8740"OD, 2.0772"W, TAP, (4PCS=1ST), MARLEY COOLING TOWER, 229633M + 207902M, UNIT 3
5365215028 | ACTIVE | 99999999 | 03010915 | 6 | EA | MECH | RING, RETAINING, LOCK, GENERAL ELECTRIC, U538R750PCAN1, WU:GE TURBINES U-1,3,4
5330194365 | ACTIVE | 03010916 | 03010916 | 2 | EA | MECH | GASKET, FULL FACE, 10" X 1/16"THK, 300#, 1-1/8" BOLT HOLES, 16 HOLES, NON-ASBESTOS, ANCHOR PACKING CO, BY DESCRP
5330175380 | ACTIVE | 03010916 | 03010916 | 2 | EA | MECH | GASKET, RAISED FACE, 10", 1/8"THICK, 150#, NEOPRENE, NON-ASBESTOS, ANY MFG, BY DESCRP
5330171561 | ACTIVE | 03010916 | 03010916 | 5 | EA | MECH | GASKET, FULL FACE, 10", 150#, 12 HOLES (1" HOLES), RED RUBBER, NON-ASBESTOS, ANY MFG, BY DESCRP
5930235725 | ACTIVE | 33333333 | 03010918 | 1 | EA | ELEC/INS | SWITCH, PRESSURE, DIFFERENTIAL, 250,15 A, 1/4", ALUM, SINGLE, 4X, 1, 5-60 PSID, SOR INC, MDL #17RB-K3-N4-B1A
5930235717 | ACTIVE | 03010918 | 03010918 | 1 | EA | ELEC/INS | SWITCH, PRESSURE, OEM, 1-25 PSI, SOR INC, 4NN-K4-N4-B2A
5975265108 | ACTIVE | 03011002 | 03011002 | 4 | EA | ELEC/INS | COUPLING, ENLARGER, CONDUIT, IR, 1-1/2" FNPT X 1-1/4" MNPT, APPLETON ELECTRIC CO., ME150-125
5975262170 | ACTIVE | 03011002 | 03011002 | 4 | EA | ELEC/INS | CONNECTOR, CABLE/CORD, STEEL GRIP STR, 1-1/2", W/BUXH, CORD RANGE 1.188"-1.375", CROUSE HINDS, CGB5911
5975265231 | ACTIVE | 03011002 | 03011002 | 10 | EA | ELEC/INS | COUPLING, REDUCING, CONDUIT, IR, 1" FNPT X 3/4" MNPT, APPLETON ELECTRIC CO., ME75-100
5975265694 | ACTIVE | 03011002 | 03011002 | 8 | EA | ELEC/INS | COUPLING, ENLARGER, IR, 3/4" FNPT X 1/2" MNPT, APPLETON, ME50-75
5330185322 | ACTIVE | 03011004 | 03011004 | 2 | EA | MECH | O-RING, 441, 7"ID X 1/4", BYRON JACKSON, 568441-MG
3110060948 | ACTIVE | 03011006 | 03011006 | 2 | EA | MECH | BEARING, BALL, SINGLE ROW CONRAD, (2) SHIELDS, 2.3622"ID, 5.1181"OD, 1.2205"W, SKF 6312 2Z JEM, WU: EQUIP. #410.620.1004.
3110072349 | ACTIVE | 03011006 | 03011006 | 2 | EA | MECH | BEARING, BALL, SINGLE ROW RADIAL, (2) SHIELDS, 2.1654"ID, 4.7244"OD, 1.1417"W, SKF IND. INC (ONLY), 3112Z, WU:PACEMAKER MTR
3110057753 | ACTIVE | 33333333 | 03011006 | 8 | EA | MECH | BEARING, BALL, SINGLE ROW/THRUST, 2.3622"ID, 5.1181"OD, 1.2205"W, ANGULAR CONT/FLUSH GRN ,SKF 7312BECBY
3110069287 | ACTIVE | 03011006 | 03011006 | 2 | EA | MECH | BEARING,SINGLE ROW,2.1654"ID,4.7244"OD,1.1417"W,ANGULAR CONT,SKF 7311 BECBY, WU:U-4 STATOR COOLING PMP B
3110070541 | ACTIVE | 03011006 | 03011006 | 3 | EA | MECH | BEARING, BALL, SINGLE ROW CONRAD, (2) SEALS, 2.1654"ID, 4.7244"OD, 1.1417"W, SNR CORP, 6311EE, WU:PRECIP SEAL AIR SYS, U-3&4
3110066549 | ACTIVE | 03011006 | 03011006 | 1 | EA | MECH | BEARING, BALL, SINGLE ROW RADIAL, (2) SHIELDS, 2.1654"ID, 4.7244"OD, 1.1417"W, FAFNIR BRG, 311KDD, WU: LIME SLURRY
3110061680 | ACTIVE | 03011006 | 03011006 | 4 | EA | MECH | BEARING, BALL, SINGLE ROW CONRAD, (2) SHIELDS, 2.3622"ID, 4.3307"OD, 0.8661"W, SKF 6212-2Z-JEM
5940238248 | ACTIVE | 03011009 | 03011009 | 42 | EA | ELEC/INS | CONNECTOR, WIRE, WING-NUT, BLUE, #14-#6 AWG, IDEAL ELECTRIC CO., 30-454
5940237992 | ACTIVE | 03011009 | 03011009 | 294 | EA | ELEC/INS | CONNECTOR, WIRENUT, YELLOW, #14-#4 AWG, IDEAL ELECTRIC, 30-451
5940239360 | ACTIVE | 03011009 | 03011009 | 100 | EA | ELEC/INS | CONNECTOR, WIRENUT, GRAY, 300V, #22-#16 AWG, 100 EA/BX, IDEAL INDUSTRIES, 30-071
5330225185 | ACTIVE | 03011016 | 03011016 | 2 | EA | MECH | GASKET, COVER/HOUSING, 14"L X 14"W, SQUARE, WAXPAPR, NON-ASBESTOS, BYRON JACKSON, 97454482
5330225250 | ACTIVE | 03011016 | 03011016 | 2 | EA | MECH | O-RING, SLEEVE RETAINER, 240 BUNA 70 DURO, FOUR STATES GASKET, 240, WU: B-J BFP, 14X14X16, 4-STG HDB, S/N 741-C-0139, U3&4
0000000481 | ACTIVE | 03011017 | 03011017 | 3 | EA | MECH | O-RING, COVER PLATE, HAYWARD, ST269Z5B, LIMESTONE WU: 6" MODEL 50 DUPLEX STRAINER ME FLUSH
0100000334 | ACTIVE | 33333333 | 03011018 | 1 | ST | MECH | SEAL, KIT, MS-11, WITH 2 SEALS, UNITED CONVEYOR, 88888-8838
4720001678 | ACTIVE | 03011018 | 03011018 | 1 | AS | MECH | HOSE, HYD, 1/2", 18'6"L, MNPT, GATES RUBBER, 8C2AT
0100000335 | ACTIVE | 03011018 | 03011018 | 1 | KT | MECH | COVER, KIT, TC11, THDED, UNITED CONVEYOR, 906671
3110072059 | ACTIVE | 03011020 | 03011020 | 1 | EA | MECH | BEARING, BALL, PILLOW BLOCK, 1.6875" BORE DIA, 11.375", 3.125", 2 BLT, CI HSNG, FAFNIR BEARING, RSAO X 1-11/16, WU:F/A BIN TRAVELERS, U-3&4
6250001127 | ACTIVE | 99999999 | 03011023 | 3 | EA | MECH | TANK, BALLAST, HAZLUX, DH025C04
6515000013 | ACTIVE | 03011024 | 03011024 | 2 | CS | OFF/JAN | TAMPON, REG, 500/CS, TAMPAX, NATL SANITARY, 653850
0100000402 | ACTIVE | 33333333 | 03011101 | 2 | EA | MECH | TEE, PIPE, SA234 CS SEAMLESS, BUTTWELD, WPB, 2", SCH XH, ASME/ANSI, ANY MFG, BY DESCRP
5110000097 | ACTIVE | 03011102 | 03011102 | 10 | EA | MECH | WEDGE, SPLITTING, ANY MFG, BY DESCRP
5310156533 | ACTIVE | 99999999 | 03011102 | 5 | EA | MECH | NUT, OEM, GENERAL ELECTRIC COMPANY, F301A125-17-C02, GE BFP TURBINES U-3&4
5310155139 | ACTIVE | 33333333 | 03011102 | 8 | EA | MECH | NUT, HEX, JAM, GENERAL ELECTRIC COMPANY, N213P39-19-C02, TURBINES U-3&4
0100000405 | ACTIVE | 03011103 | 03011103 | 5 | EA | MECH | TEE, PIPE, SA234 CS SEAMLESS, BUTTWELD, WPB, 4", SCH 40, ASME/ANSI, ANY MFG, BY DESCRP
0100000404 | ACTIVE | 03011104 | 03011104 | 4 | EA | MECH | TEE, PIPE, 3", CS, SCH 40, SA234 CS SMLS, BUTTWELD, WPB, ASME/ANSI, ANY MFG, BY DESCRP
0100000403 | ACTIVE | 33333333 | 03011104 | 2 | EA | MECH | TEE, PIPE, SA234 CS SEAMLESS, BUTTWELD, WPB, 2-1/2", SCH 40, ASME/ANSI, ANY MFG, BY DESCRP
0100000399 | ACTIVE | 03011104 | 03011104 | 4 | EA | MECH | TEE, PIPE, SA234 CS SEAMLESS, BUTTWELD, WPB, 1-1/2", SCH 40, ASME/ANSI, ANY MFG, BY DESCRP
0100000398 | ACTIVE | 33333333 | 03011104 | 3 | EA | MECH | TEE, PIPE, SA234 CS SEAMLESS, BUTTWELD, WPB,1-1/4", SCH 40, ASME/ANSI, ANY MFG, BY DESCRP
0100000401 | ACTIVE | 99999999 | 03011104 | 4 | EA | MECH | TEE, PIPE, SA234 CS SEAMLESS, BUTTWELD, WPB, 2", SCH 40, ASME/ANSI, ANY MFG, BY DESCRP
5935234780 | ACTIVE | 03011107 | 03011107 | 3 | EA | ELEC/INS | RECEPTACLE, GRNDED, 125/250 V ,30 A, MELAMINE, BLACK, 4 WIRE/TWISTLOCK, GENERAL ELECTRIC COMP., GL 1430
6145002249 | ACTIVE | 03011107 | 03011107 | 27 | EA | ELEC/INS | CAP, CORD/FEM TWISTLOCK, 125 V/20 A, 3 WIRE, HUBBELL, INC, 2313, WU: ELECTRICAL
5935237551 | ACTIVE | 03011107 | 03011107 | 59 | EA | ELEC/INS | PLUG, ELECTRICAL, TWISTLOCK, NYL, 20 A, 125 V, 3 PRONG, HARVEY HUBBELL, INC, 2311
0100000411 | ACTIVE | 03011108 | 03011108 | 7 | EA | MECH | FLANGE, PIPE, WELD NECK, 3" NPS, SA105, 150 LB, XH BORE, RAISED FACE, ANY MFG BY DESCRP
0100000434 | ACTIVE | 03011108 | 03011108 | 5 | EA | MECH | FLANGE, PIPE, SOCKET WELD, 1-1/2" NPS, SA105, 150 LB, XH BORE, RAISED FACE, ANY MFG, BY DESCRP
0100000409 | ACTIVE | 03011108 | 03011108 | 8 | EA | MECH | FLANGE, PIPE, WELD NECK, 2" NPS, SA105, 150 LB, XH BORE, RAISED FACE, ANY MFG, BY DESCRP
0100000424 | ACTIVE | 99999999 | 03011108 | 4 | EA | MECH | FLANGE, PIPE, SOCKET WELD, 1/2" NPS, SA105, 150 LB, XH BORE, RAISED FACE, ANY MFG, BY DESCRP
4820118471 | ACTIVE | 03011109 | 03011109 | 2 | EA | MECH | VALVE, CHECK, 1/2", MONEL/VITON, NON-ASB, OEM, NUPRO CO/SWAGELOK, M-8C-1, WU:ACID LINES, RO UNIT
4820124768 | ACTIVE | 03011109 | 03011109 | 6 | EA | MECH | VALVE, CHECK, 1/2" OD TUBE, SS BODY, NON-ASB, OEM, NUPRO CO./SWAGELOK, SS-8C-10
4820121020 | ACTIVE | 03011109 | 03011109 | 1 | EA | MECH | VALVE, CHECK, 3/8" TUBE, SS BODY, 10PSIG, OEM, NON-ASB, NUPRO CO./SWAGELOK, SS-6C-10
4820122770 | ACTIVE | 03011109 | 03011109 | 2 | EA | MECH | VALVE, CHECK, 1/4", 316SS BODY, 1 PSI, NON-ASB, NUPRO CO/SWAGELOK, SS-4C-1
3460000049 | ACTIVE | 99999999 | 03011110 | 7 | EA | TOOL | HOLDER, ABRASIVE DISC, SNAP ON, MERIT ABRASIVE, PM-30 64005
5345000433 | ACTIVE | 99999999 | 03011110 | 50 | EA | TOOL | ABRASIVE, DISC, SANDING, 3"DIA, 36 GRIT, MERIT ABRASIVE PROD, 61056
5345000441 | ACTIVE | 33333333 | 03011110 | 4 | EA | TOOL | ABRASIVE, DISC, SANDING, 3"DIA, 80 GRIT, MERIT ABRASIVE PRODUCTS, 61060
0100001565 | ACTIVE | 33333333 | 03011111 | 8 | EA | MECH | VALVE, GLOBE, 1", CS SA105 BODY, SCKTWLD, PSI/1100/100 DG, 2500/6000 CLASS, NON-ASB, ASME/ANSI B16.34, ANY MFG, BY DESCRP
5330202606 | ACTIVE | 03011112 | 03011112 | 1 | RO | MECH | PACKING, BULK, ZIP JOINT, 1/4"THK, SQ, TEFLON, 50'L, NON-ASB, W.L. GORE AND ASSOC., BY DESCRP
5330206532 | ACTIVE | 03011112 | 03011112 | 3 | CN | MECH | PACKING, BULK, ZIP JOINT , 3/32"THK, SQ, 25'L, TEFLON, NON-ASB, W.L. GORE AND ASSOCIATE, BY DESCRP
0100000313 | ACTIVE | 03011113 | 03011113 | 2 | PR | SAFETY | PROTECTOR,GLOVE,MEDIUM VOLTAGE,LEATHER,14" CUFF,SIZE 9 - 9-1/2,W.H. SALISBURY & CO,156-69
2940005800 | ACTIVE | 99999999 | 03011114 | 2 | EA | MECH | CARTRIDGE, REPL W/O-RNG, 20 CFM, KING ENGINEERING, U-3002, WU:K-E ULTRA-C-FILTER MDL U-200, 20SCFM, U-3&4
5330225276 | ACTIVE | 03011114 | 03011114 | 1 | EA | MECH | O-RING, 2.234"ID X 0.139, BYRON JACKSON, 1005773
5330225326 | ACTIVE | 03011114 | 03011114 | 3 | EA | MECH | GASKET, PUMP, 3-9/16" X 2-7/8" X .175, 304, 374 DEG F/3038 PSI, NON-ASBESTOS, BYRON JACKSON, 6016851
5330225201 | ACTIVE | 03011114 | 03011114 | 1 | EA | MECH | O-RING, 449,1/4", VITON, BYRON JACKSON, 1005674
5330225292 | ACTIVE | 03011114 | 03011114 | 2 | EA | MECH | O-RING, SEALING SLEEVE BOOSTER, ITEM #747-5-1, BYRON JACKSON, 568236MG, WU:B-J PUMP, 14X14X16, 4-STG HDB, S/N 741-C-0139, BOILER FEED, U-3,4
5330225268 | ACTIVE | 03011114 | 03011114 | 2 | EA | MECH | O-RING, 2.734"ID X 0.139, BYRON JACKSON, 568232MG
4730114495 | ACTIVE | 33333333 | 03011115 | 1 | EA | MECH | ADAPTER, PIPE, PVC, 2", SCKT X FNPT, SCH 80, ANY MFG, BY DESCRP
4730132158 | ACTIVE | 03011115 | 03011115 | 5 | EA | MECH | ELBOW, PIPE, PVC, 45 DEG, 2", 250 LBS, 80 SCH, SOCKET WELD, LASCO INDUSTRIES, BY DESCRP
4730132166 | ACTIVE | 03011115 | 03011115 | 4 | EA | MECH | COUPLING, PIPE, PVC, SCKT, 2", 250 PSI, SCH 80, LASCO IND., BY DESCRP
4730132141 | ACTIVE | 03011115 | 03011115 | 3 | EA | MECH | ELBOW, PIPE, PVC, 90 DEG, 2", 250 LB, 80 SCH, SOCKET WELD, LASCO INDUSTRIES, BY DESCRP
4730108794 | ACTIVE | 03011115 | 03011115 | 9 | EA | MECH | COUPLING, PIPE, PVC, SCKT, 2", SCH 40 , ANY MFG, BY DESCRP
3110060237 | ACTIVE | 03011116 | 03011116 | 10 | EA | MECH | HOUSING, BEARING, UCC, 405026-1, WU:UCC ASH HANDLING SYS, FLYASH UNLOADER NUVA FEED
0100001302 | ACTIVE | 03011117 | 03011117 | 30 | EA | SAFETY | RETAINER, FOR SAFETY GLASSES, FABRIC, CHUMS, ANY MFG, CHUMS
6685360320 | ACTIVE | 03011118 | 03011118 | 2 | EA | ELEC/INS | THERMOMETER, 5" DIAL, 6" STEM, 50-550 DEG F, ANY MFG, BY DESCRP
6685360361 | ACTIVE | 99999999 | 03011118 | 1 | EA | ELEC/INS | THERMOMETER, 3" DIAL, 2-1/2" STEM, 50-300 DEG F, ANY MFG, BY DESCRP
6685360296 | ACTIVE | 99999999 | 03011118 | 2 | EA | ELEC/INS | THERMOMETER, BI-METAL, 3" DIAL, 6" STEM, MODEL XR, 0-250 DEG F, BOTTOM/RESET, ABB KENT, BU3106E083
6685360064 | ACTIVE | 03011118 | 03011118 | 2 | EA | ELEC/INS | THERMOMETER, BI-METAL, 3" DIAL, 6" STEM, 0-250 DEG F, BACK/RESET, ABB KENT, BB3106E083
6685360114 | ACTIVE | 03011118 | 03011118 | 5 | EA | ELEC/INS | THERMOMETER, 3" DIAL, 2-1/2" STEM, 1/4"DIA, BI-METAL, 0-200 DEG F, BACK CONNECTION, REOTEMP INSTRUMENT, B
6685361393 | ACTIVE | 03011118 | 03011118 | 1 | EA | ELEC/INS | THERMOMETER, 3" DIAL, 6" STEM, 50-550 DEG F, REOTEMP INSTRUMENT, XR-6-50-550
5975263046 | ACTIVE | 03011119 | 03011119 | 3 | EA | ELEC/INS | BODY, CONDUIT, LL, 1-1/2", AL, THDED, KILLARK, OLL-5
5975259887 | ACTIVE | 03011119 | 03011119 | 6 | EA | ELEC/INS | BODY, CONDUIT, LB, 1-1/2", AL, THDED, KILLARK , OLB-5
5975261214 | ACTIVE | 03011119 | 03011119 | 1 | EA | ELEC/INS | BODY, CONDUIT, T, 1-1/2", AL, THDED, APPLETON, T-150A
5975263574 | ACTIVE | 03011119 | 03011119 | 2 | EA | ELEC/INS | COVER, CONDUIT BODY, 1-1/4" - 1-1/2", AL, BLTED, APPLETON, K125-150A
5330175992 | ACTIVE | 03011119 | 03011119 | 4 | EA | ELEC/INS | GASKET, COVER/CONDULET, 1-1/4"- 1-1/2", NEOPRENE, NON-ASBESTOS, KILLARK , OL45RG
4820125914 | ACTIVE | 03011120 | 03011120 | 2 | EA | MECH | VALVE, GATE, 1", CS A105 BODY, SCKTWLD, 800# WP, 2000# WOG CR13 STEM & DISC, NON-ASB, HENRY VOGT MACHINE CO, SW12111
3110060328 | ACTIVE | 33333333 | 03011122 | 1 | EA | MECH | ADAPTER, BEARING, SLEEVE, STL, 5-15/16"ID, 4.847", BROWNING, SNW 34-5-15/16
7920000259 | ACTIVE | 03011123 | 03011123 | 1 | EA | OFF/JAN | HEAD, MOP, COTTON, 24 OZ, UNISOURCE, 10074545
4030000451 | ACTIVE | 03011201 | 03011201 | 3 | EA | TOOL | SHACKLE, ANCHOR, SCREW PIN, 3/4", 4-3/4 TON, CROSBY GROUP, 018470
4030000121 | ACTIVE | 03011201 | 03011201 | 7 | EA | TOOL | SHACKLE, ANCHOR, SCREW PIN, 5/8", 3-1/4 TON, CROSBY GROUP, 018473
5935233113 | ACTIVE | 03011202 | 03011202 | 29 | PK | ELEC/INS | JACK, BANANA, INSULATED, 1/4", PAN MNT, RED, W/HEX NUT/LOCKWSHR, POMONA ELECTRONICS DIV., 1581-2, 10 EA PER PK
6625001927 | ACTIVE | 03011202 | 03011202 | 12 | EA | ELEC/INS | JUMPER, ELECTRICAL/TD, MINIGRABBER, 24"L, 3000 DC V, 5 A, YEL, POMONA ELECTRONICS DIV., 3781-24-4
6625001901 | ACTIVE | 03011202 | 03011202 | 20 | EA | ELEC/INS | JUMPER, ELECTRICAL/TD, MINIGRABBER, 24"L, 3000 DC V, 5 A, RED, NEWARK, 35F1035
6625001893 | ACTIVE | 03011202 | 03011202 | 8 | EA | ELEC/INS | JUMPER, ELECTRICAL/TD, MINIGRABBER, 24"L, 3000 DC V, 5 A, BRN, NEWARK, 94F927
6625001885 | ACTIVE | 03011202 | 03011202 | 19 | EA | ELEC/INS | JUMPER, ELECTRICAL/TD, MINIGRABBER, 24"L, 3000 DC V, 5 A, BLK, POMONA ELECTRONICS DIV., 3781-24-0
6625001919 | ACTIVE | 03011202 | 03011202 | 20 | EA | ELEC/INS | JUMPER, ELECTRICAL/TD, MINIGRABBER, 24"L, 3000 DC V, 5 A, ORNG, POMONA ELECTRONICS DIV., 3781-24-3
5935234244 | ACTIVE | 03011202 | 03011202 | 15 | EA | ELEC/INS | JACK, BANANA, INSULATED, 1/4", THDED, BLK, W/HEX NUT/LOCKWSHR, NEWARK ELECTRONICS, 89F354
3439001615 | ACTIVE | 03011204 | 03011204 | 8 | EA | MECH | WRAP, PIPE, PIPE/FLEX, 7 IN, 120 IN, HEAVY DUTY HEAT RESISTANT, CONTOUR SALES CORP, 187B
3439001888 | ACTIVE | 03011204 | 03011204 | 1 | EA | MECH | WRAP, PIPE, 4'L, NON-ASB, 3"- 6", CONTOUR SALES CORP., 16
3439001565 | ACTIVE | 03011204 | 03011204 | 10 | EA | MECH | WRAP, PIPE, NON-ASB, 3"- 10", R. E. LEE CO., 017167
4810132102 | ACTIVE | 33333333 | 03011205 | 1 | EA | MECH | BONNET, VALVE, CONTROL COMPONENTS, 321401400-HYD, WU: VLVS PV-332, U-3&4
5310153191 | ACTIVE | 03011208 | 03011208 | 20 | EA | MECH | NUT, TUBING, REPLACEMENT, 1/2", 316 SS, SWAGELOK, SS-812-1
4730117530 | ACTIVE | 03011208 | 03011208 | 51 | ST | MECH | FERRULE, TUBING, SET, FRONT/BACK, 1/2", 316 SS, SWAGELOK, SS-810-SET, (100SETS/PK)
5310155154 | ACTIVE | 33333333 | 03011208 | 30 | EA | MECH | NUT, TUBING, REPLACEMENT, 3/8", 316 SS, SWAGELOK, SS-602-1
4730106277 | ACTIVE | 03011208 | 03011208 | 60 | ST | MECH | FERRULE, TUBING, SET, FRONT/BACK, 3/8", 316 SS, SWAGELOK, SS-600-SET
5310156376 | ACTIVE | 03011208 | 03011208 | 50 | EA | MECH | NUT, TUBING, HEX, 1/4", 316 SS, SWAGELOK, SS-402-1
4730107754 | ACTIVE | 03011208 | 03011208 | 100 | ST | MECH | FERRULE, TUBING, SET, FRONT/BACK, 1/4", 316 SS, SWAGELOK, SS-400-SET
4730109388 | ACTIVE | 03011208 | 03011208 | 100 | ST | MECH | FERRULE, TUBING, SET, FRONT/BACK, 1/2", BRS, SWAGELOK, B-810-SET
4730106251 | ACTIVE | 03011208 | 03011208 | 30 | EA | MECH | NUT, TUBING, HEX, 1/2", BRASS, SWAGELOK, B-812-1
4730108067 | ACTIVE | 33333333 | 03011208 | 40 | ST | MECH | FERRULE, TUBING, SET, FRONT/BACK, 3/8", BRS, SWAGELOK, B-600-SET
4730117498 | ACTIVE | 03011208 | 03011208 | 64 | ST | MECH | FERRULE, TUBING, SET, FRONT/BACK, 1/4", BRS, SWAGELOK, B-400-SET
4730109701 | ACTIVE | 03011208 | 03011208 | 140 | EA | MECH | NUT, TUBING, HEX, 3/8", BRASS, SWAGELOK, B-602-1
4820127365 | ACTIVE | 03011210 | 03011210 | 1 | EA | MECH | VALVE, RELIEF, SAFETY, 3/4" X 1", FNPT, BRS BODY, NON-ASB, ANDERSON GREENWOOD & CO., 81BF68-6
4410000345 | ACTIVE | 03011210 | 03011210 | 1 | EA | MECH | MANIFOLD, TYPE M1HIC-4G, 6000 PSI @ 200 DEG F, ANDERSON GREENWOOD & CO, M1HIC-4, WU:BOILER DRUM LEVEL, SOUTH SIDE "A" REPAIRS, U-3
4820127803 | ACTIVE | 03011210 | 03011210 | 1 | EA | MECH | VALVE, GAGE/MULTI-PORT, 4000/6000 PSI, NON-ASB, ANDERSON GREENWOOD & CO., M5VIS-44, WU: U-3&4
5335182902 | ACTIVE | 33333333 | 03011211 | 50 | FT | MECH | FILTER, SCREEN, OIL, 3'W, 10'L, BRASS MESH CLOTH LF, 100 MESH X .0045, ANY MFG, BY DESCRP, WU:TURBINE OIL FLUSH
5975261941 | ACTIVE | 33333333 | 03011212 | 27 | EA | ELEC/INS | COUPLING, COMPRESSION, CONDUIT, EMT, 1-1/2", STEEL CITY DIV, TK215
5975258053 | ACTIVE | 33333333 | 03011212 | 20 | EA | ELEC/INS | COUPLING, COMPRESSION, CONDUIT, EMT, 1/2", STEEL CITY DIV, TK211
5975263772 | ACTIVE | 33333333 | 03011212 | 20 | EA | ELEC/INS | COUPLING, COMPRESSION, CONDUIT, EMT, 3/4", STEEL CITY DIV, TK212
5975261073 | ACTIVE | 33333333 | 03011212 | 84 | EA | ELEC/INS | COUPLING, COMPRESSION, CONDUIT, EMT, 1", STEEL CITY DIV, TK-113
5910222859 | ACTIVE | 99999999 | 03011213 | 1 | EA | ELEC/INS | CAPACITOR, 600 DC V, 2 UF, GENERAL ELECTRIC CO., 44B216128001, WU: GE EXCITER-REGULATOR
6685365527 | ACTIVE | 03011215 | 03011215 | 2 | EA | MECH | THERMOWELL, FOR 100 OHM, 8" NT, 4-1/2" INSERTION RTD, KELLY & ASSOCIATES, WS-6, WU: PULVERIZER COAL ANALYZER TEMPERATURE INDICATOR, UNIT 3
6685360213 | ACTIVE | 03011218 | 03011218 | 2 | EA | ELEC/INS | THERMOMETER, 5" DIAL, 9" STEM, 0-200 DEG F, ROCHESTER INSTRUMENT, AG-1550-R-24-09
6685359652 | ACTIVE | 03011218 | 03011218 | 1 | EA | ELEC/INS | THERMOMETER, 5" DIAL, 6" STEM, 0-200 DEG F, REOTEMP INSTRUMENT, JJ-060-1-F43
6685362508 | ACTIVE | 03011218 | 03011218 | 3 | EA | ELEC/INS | THERMOMETER, 5" DIAL, 4" STEM, 0-200 DEG F, 1/2"NPT, REOTEMP INSTRUMENT, JJ0401F43
6685359694 | ACTIVE | 03011218 | 03011218 | 1 | EA | ELEC/INS | THERMOMETER, 3" DIAL, 4" STEM, 30-240 DEG F, ANY MFG, BY DESCRP
4820121046 | ACTIVE | 03011221 | 03011221 | 1 | EA | MECH | VALVE, BALL, 1/2", CAST STL BODY, 3000 PSI, NON-ASB, JAMESBURY ONLY(NO-SUB), 4CB-2236XT, WU:B&W BLR, VLV MANIFOLD, CODE 5199411
5930230296 | ACTIVE | 03011301 | 03011301 | 1 | EA | ELEC/INS | OPERATOR,SWITCH,HD/OILTIGHT,3 POSITION,BLK KNOB,SQUARE D. CO,9001KS-43B
5930229975 | ACTIVE | 03011301 | 03011301 | 1 | EA | ELEC/INS | SWITCH, LIMIT, SNAP/BASIC, 600 V, 10 A, TERM SCR, W/OUT ENCLSR, 2 NO 2 NC, 2 POLE, SQUARE D, 9007C03
5330216218 | ACTIVE | 99999999 | 03011302 | 7 | EA | MECH | GASKET, 2-7/16"ID X 2-7/8"OD X 1/32"THK, ROUND, NON-ASBESTOS, FISHER CONTROLS CO, 1C128003012
5330223248 | ACTIVE | 03011302 | 03011302 | 5 | EA | MECH | O-RING, 15/16"ID X 1/8, BUNA-N, VALTEK, 025894-650-000
0100000433 | ACTIVE | 03011304 | 03011304 | 4 | EA | MECH | FLANGE, PIPE, SOCKET WELD, 1-1/4" NPS, SA105, 150 LB, STD BORE, RAISED FACE, ANY MFG, BY DESCRP
0100000427 | ACTIVE | 03011304 | 03011304 | 8 | EA | MECH | FLANGE, PIPE, SOCKET WELD, 3/4" NPS, SA105, 150 LB, STD BORE, RAISED FACE, ANY MFG BY DESCRP
0100000435 | ACTIVE | 03011304 | 03011304 | 2 | EA | MECH | FLANGE, PIPE, SOCKET WELD, 2" NPS, SA105, 150 LB, STD BORE, RAISED FACE, ANY MFG, BY DESCRP
0100000430 | ACTIVE | 03011304 | 03011304 | 11 | EA | MECH | FLANGE, PIPE, 1" NPS, SA105, 150 LB, STD BORE, RAISED FACE, SOCKET WELD, ANY MFG, BY DESCRP
0100000423 | ACTIVE | 33333333 | 03011304 | 4 | EA | MECH | FLANGE, PIPE, SOCKET WELD, 1/2" NPS, SA105, 150 LB, STD BORE, RAISED FACE, ANY MFG, BY DESCRP
5999275000 | ACTIVE | 33333333 | 03011306 | 23 | EA | ELEC/INS | CAP, CORD/FEM TWISTLOCK, 250 V/20 A, 3 WIRE, HUBBELL LIGHTING DIV., 7314CY, WU: PLANT WIDE
5999273211 | ACTIVE | 33333333 | 03011306 | 8 | EA | ELEC/INS | CAP, CORD/MALE, TWISTLOCK, NYL, 125VAC/250VAC, 20A, 3P, 3-WIRE, BRYANT ELECTRIC, 9965, WU: ELECTRICAL
5935237965 | ACTIVE | 03011306 | 03011306 | 12 | EA | ELEC/INS | RECEPTACLE, GRNDED, 277 V, 20 A, 3 WIRE/TWISTLOCK, GENERAL ELECTRIC COMP., GL 0720
9510000889 | ACTIVE | 33333333 | 03011308 | 2 | EA | STRUC | ROD,DRILL,1 IN,36 IN,OIL HARD,ANY MFG,BY DESCRP
9510000327 | ACTIVE | 03011308 | 03011308 | 4 | EA | STRUC | ROD,DRILL,1/2 IN,36 IN,OIL HARD,ANY MFG,BY DESCRP
9510000822 | ACTIVE | 03011308 | 03011308 | 3 | EA | STRUC | ROD,DRILL,3/8 IN,36 IN,OIL HARD,ANY MFG, BY DESCRP
5130000630 | ACTIVE | 03011310 | 03011310 | 10 | EA | TOOL | ABRASIVE, WHEEL, GRIND/MINI, 2-1/2"DIA, 1/2", 1/4 IN-20, 20,000 RPM, 120 GRIT, MERIT ABRASIVE PRODUCTS I, BY DESCRP
5130000614 | ACTIVE | 03011310 | 03011310 | 15 | EA | TOOL | ABRASIVE, WHEEL, GRIND/MINI, 3"DIA, 1/2", 1/4 IN-20, 20000 RPM, 120 GRIT, MERIT ABRASIVE PRODUCTS I, BY DESCRP
5130000655 | ACTIVE | 03011310 | 03011310 | 20 | EA | TOOL | ABRASIVE, WHEEL, GRIND/MINI, 2"DIA, 1", 1/4 IN-20, 25000 RPM, 120 GRIT, MERIT ABRASIVE PRODUCTS I, BY DESCRP
5130000689 | ACTIVE | 03011310 | 03011310 | 71 | EA | TOOL | ABRASIVE, WHEEL, GRIND/MINI, 1-1/2"DIA, 1", 1/4 IN-20, 25000 RPM, 80 GRIT, MERIT ABRASIVE PRODUCTS INC, BY DESCRP
5130000671 | ACTIVE | 03011310 | 03011310 | 26 | EA | TOOL | ABRASIVE, WHEEL, GRIND/MINI, 1-1/2"DIA, 1", 1/4 IN-20, 25000 RPM, 120 GRIT, MERIT ABRASIVE PRODUCTS I, BY DESCRP
3110073768 | ACTIVE | 33333333 | 03011312 | 2 | EA | MECH | BEARING, SPHERICAL, 2.9375"ID, 5.1172"OD, 4.0000"W, SELF-ALIGNING/TAP, LINK-BELT CHAIN & SPRCKT, B22447H
3110073578 | ACTIVE | 03011312 | 03011312 | 2 | EA | MECH | BEARING, PILLOW BLOCK, 2 BLT, CI HSNG, COMPLETE, PB-1404, SKF, SYRX1-7/16
5330214817 | ACTIVE | 99999999 | 03011314 | 12 | EA | MECH | RING, SEALING, GENERAL ELECTRIC, U528PLN000AL2
6685360635 | ACTIVE | 03011318 | 03011318 | 2 | EA | ELEC/INS | THERMOMETER, 5" DIAL, 9" STEM, 150-750 DEG F, ANY MFG, BY DESCRP
5330206094 | ACTIVE | 03011319 | 03011319 | 2 | EA | MECH | O-RING, KIT, SILICON, ORION RESEARCH, 150035
4030000667 | ACTIVE | 03011321 | 03011321 | 6 | EA | MECH | LINK, CHAIN, WING TYPE, (1) PIN A22827-1, (1) COTTER PIN F1590, STOCK EQUIP, B11325-101
4030000626 | ACTIVE | 03011321 | 03011321 | 4 | EA | MECH | LINK, CHAIN, 3/8", STOCK EQUIPMENT COMPANY, V378149.B01
0100000436 | ACTIVE | 03011401 | 03011401 | 4 | EA | MECH | FLANGE, PIPE, SOCKET WELD, 2" NPS, SA105, 300 LB, STD BORE, RAISED FACE, ANY MFG, BY DESCRP
0100000431 | ACTIVE | 03011401 | 03011401 | 10 | EA | MECH | FLANGE, PIPE, 1" NPS, SA105, 300 LB, STD BORE, RAISED FACE, SOCKET WELD, ANY MFG, BY DESCRP
0100000428 | ACTIVE | 03011401 | 03011401 | 2 | EA | MECH | FLANGE, PIPE, SOCKET WELD, 3/4' NPS, SA105, 300 LB, STD BORE, RAISED FACE, ANY MFG BY DESCRP
0100000425 | ACTIVE | 99999999 | 03011401 | 3 | EA | MECH | FLANGE, PIPE, 1/2" NPS, SA105, 300 LB, STD BORE, RAISED FACE, SOCKET WELD, ANY MFG, BY DESCRP
5930228860 | ACTIVE | 03011402 | 03011402 | 2 | EA | ELEC/INS | SWITCH, LIMIT, PRECISION, W/ ACTR, UCC, 35502-7
5930228944 | ACTIVE | 03011402 | 03011402 | 3 | EA | ELEC/INS | SWITCH, LIMIT, ROLLER LVR, 125/250/480 V, 15 A, TERM SCR, SPDT, MICRO SWITCH, BZ2RW82212-A2
5930229256 | ACTIVE | 03011402 | 03011402 | 3 | EA | ELEC/INS | SWITCH, LIMIT, PLNGR/PIN, 120/240/480 V, 10 A, TERM SCR, SPDT, MICRO SWITCH, DIV OF HONE, BZ-R88-A2
4820121145 | ACTIVE | 33333333 | 03011405 | 1 | EA | MECH | VALVE, PILOT, OEM, NON-ASB, GENERAL ELECTRIC COMPANY, 101C282CB-2-59-B27
4820126367 | ACTIVE | 99999999 | 03011405 | 1 | EA | MECH | VALVE, DUMP, OEM, NON-ASB, GENERAL ELECTRIC CO., 101B261BB-3-3-C02
4820123620 | ACTIVE | 03011406 | 03011406 | 5 | EA | MECH | VALVE, CHECK, 1"X 2", THD, NON-ASB, OEM, UCC, 190036-8, WU:UCC ASH HANDLING SYS, UP&LOWR NUVA FEEDER, 1-1/2"VENT VLV#4-1952-25
4820126078 | ACTIVE | 03011406 | 03011406 | 21 | EA | MECH | VALVE, CHECK, PURGE, 1/2" NPT, 2500 CWP 450/1720 DEG , NON-ASB, UCC, 190036-2, WU:UCC ASH HAND SYS, UP&LOWR NUVA FEDERS, ECNMIZER, 1-1/2" VNT VLV
4730119510 | ACTIVE | 03011408 | 03011408 | 2 | EA | MECH | CLAMP,HOSE, WORM GEAR,#88,3-1/8X6",DIXON,HS-88,WU: FITTING SUPPLIES
4730103068 | ACTIVE | 03011408 | 03011408 | 23 | EA | MECH | CLAMP,HOSE, WORM GEAR,6" HOSE,DIXON VALVE AND COUPLING,HS104,WU 001 PLANT FITTING SUPPLIES
4730124478 | ACTIVE | 03011408 | 03011408 | 41 | EA | MECH | CLAMP,HOSE, WORM GEAR,2-13/16"-3-3/4",BALKAMP, INC.,705-1024,WU: STOCK FITTINGS
4730109586 | ACTIVE | 03011408 | 03011408 | 35 | EA | MECH | CLAMP,HOSE, WORM GEAR,64,DIXON VALVE AND CPLG,HS-64,WU: AUTOMOTIVE SUPPLIES
5945246550 | ACTIVE | 03011409 | 03011409 | 3 | EA | ELEC/INS | RELAY, GENL PURP, 120 AC/28 DC V, 48 DC V, 3A, 2600 OHM, 4 NO 4 NC, SOLDER TERMS, POLYCARBONATE, 4PDT, NEWARK ELEC, 45F038
0100005163 | ACTIVE | 33333333 | 03011409 | 1 | EA | ELEC/INS | RECEPTACLE, BASE, 125 V, SERIES D. RELAY, BORDER STATES ELECTRIC, 700-HN125, (FOR STORES# 0100005162)
0100000320 | ACTIVE | 33333333 | 03011410 | 8 | EA | SAFETY | BAG, GLOVE, STORAGE, 14", CANVAS, LOW VOLTAGE, W.H. SALISBURY & CO, GB114
0100000321 | ACTIVE | 33333333 | 03011410 | 1 | EA | SAFETY | BAG, GLOVE, STORAGE, 16", CANVAS, MEDIUM VOLTAGE, W.H. SALISBURY & CO, GB116
5130000580 | ACTIVE | 03011411 | 03011411 | 28 | EA | TOOL | ABRASIVE, WHEEL, GRIND/MINI, 3"DIA, 1", 1/4 IN-20, 25000 RPM, 80 GRIT, MERIT ABRASIVE PRODUCTS I, BY DESCRP
5130000622 | ACTIVE | 03011411 | 03011411 | 10 | EA | TOOL | ABRASIVE, WHEEL, GRIND/MINI, 3"DIA, 1/2", 1/4 IN-20, 25000 RPM, 80 GRIT, MERIT ABRASIVE PRODUCTS I, BY DESCRP
5130000606 | ACTIVE | 03011411 | 03011411 | 7 | EA | TOOL | ABRASIVE, WHEEL, GRIND/MINI, 3"DIA, 3/4", 1/4 IN-20, 25000 RPM, 80 GRIT, MERIT ABRASIVE PRODUCTS, BY DESCRP
5130000705 | ACTIVE | 03011411 | 03011411 | 42 | EA | TOOL | ABRASIVE, WHEEL, GRIND/MINI, 1"DIA, 1", 1/4 IN-20, 25000 RPM, 80 GRIT, MERIT ABRASIVE PRODUCTS I, BY DESCRP
5130000697 | ACTIVE | 03011411 | 03011411 | 24 | EA | TOOL | ABRASIVE, WHEEL, GRIND/MINI, 1"DIA, 1", 1/4 IN-20, 25000 RPM, 120 GRIT, MERIT ABRASIVE PRODUCTS I, BY DESCRP
5975262196 | ACTIVE | 03011412 | 03011412 | 11 | EA | ELEC/INS | COVER, BOX, SWITCH/DUPLEX, RAISED, 4" X 4", STEEL CITY DIV., RS2
5975258251 | ACTIVE | 03011412 | 03011412 | 3 | EA | ELEC/INS | COVER, BOX, SW/DPLX, RAISED, 4" X 4", STEEL CITY DIV., RS5
3910000318 | ACTIVE | 99999999 | 03011414 | 2 | EA | MECH | BRACKET, MOUNTING, ASSY/BRAKE, WU:ROBINS ENG. COAL HNDLNG SYS, U-3&4, IR01-0214
0100006819 | ACTIVE | 03011415 | 03011415 | 4 | EA | MECH | WASHER, CLAMP, FOR TYPE A CHAIN BOLT, 142 STD, 142 HVY, UNITED CONVEYOR, 494332-7, WU: U-1 ECONOMIZER DRAG CHAIN
0100006198 | ACTIVE | 33333333 | 03011416 | 2 | EA | MECH | PLATE, WEAR, SIDE, GRASE FEEDER-REMOTE, SUB-ASSY# 3-2109-11, UCC, 21963-1, WU:U1 ECONOMIZER ASH SYSTEM
0100006202 | ACTIVE | 03011416 | 03011416 | 1 | EA | MECH | GASKET, GREASE FEEDER-REMOTE, NON-ASBESTOS, UNITED CONVEYOR CORP, 41504, WU:U1 ECONOMIZER ASH SYS, SUB-ASSY #3-2109-11
0100006206 | ACTIVE | 03011416 | 03011416 | 1 | EA | ELEC/INS | RELAY, 8-PIN, LINE# M-031-17, DRWG# 5-2107-126-1-1-1, CONTROL PANEL-CRUSHER, UCC, 42022-1, WU:U1 ECONOMIZER ASH SYS
0100006137 | ACTIVE | 03011416 | 03011416 | 1 | EA | MECH | GASKET, 7H, 12", NON-ASBESTOS, UNITED CONVEYOR CORP, 1720-57-8, WU:U1 ECONOMIZER ASH SYSTEM
0100006208 | ACTIVE | 03011416 | 03011416 | 1 | EA | ELEC/INS | BLOCK, CONTACT, DRWG# 5-2107-126-1-1-1, CONTROL PANEL-CRUSHER, UCC, 42213-32, WU:U1 ECONOMIZER ASH SYS
0100006205 | ACTIVE | 03011416 | 03011416 | 1 | EA | ELEC/INS | BREAKER, CIRCUIT, 10 A, CONTROL PANEL-CRUSHER, UCC, 42179-1, WU:U1 ECONOMIZER ASH SYSTEM,LINE ITEM# M-031-17, DRWG# 5-2107-126-1-1-1
0100006207 | ACTIVE | 03011416 | 03011416 | 1 | EA | ELEC/INS | LAMP, LINE# M-031-17, DRWG# 5-2107-126-1-1-1, CONTROL PANEL-CRUSHER, UCC, 42061-5, WU:U1 ECONOMIZER ASH SYSTEM
0100006204 | ACTIVE | 03011416 | 03011416 | 2 | EA | MECH | GASKET, GREASE FEEDER-REMOTE, NON-ASBESTOS, UNITED CONVEYOR CORP, 408872, WU:U1 ECONOMIZER ASH SYS., DRWG #3-2109-11
0100006213 | ACTIVE | 03011417 | 03011417 | 1 | EA | MECH | GASKET, 3H, CONNECTION-0", NON-ASBESTOS, UNITED CONVEYOR CORP, 1720-57-5, WU:U1 ECONOMIZER ASH SYS, DRWG #2-1701-325-3H
0100003967 | ACTIVE | 33333333 | 03011418 | 5 | EA | MECH | VALVE, GLOBE, Y PATTERN, 1-1/4", A182F22 BODY, SCKTWLD, CLASS 2680, NON-ASB, ANSI B16.34, ANY MFG, BY DESCRP
5640001227 | ACTIVE | 03011419 | 03011419 | 43 | EA | MECH | ELBOW, INSULATION, AL, 3/4" X 1", 90 DEG, 2 HALF PIECES = 1 EA, ANY MFG, BY DESCRP
5130000325 | ACTIVE | 03011422 | 03011422 | 70 | EA | TOOL | ABRASIVE, WHEEL, GRIND, 7"DIA, 1/8", 5/8", BLACK & DECKER, 37140
7920000382 | ACTIVE | 03011424 | 03011424 | 18 | EA | OFF/JAN | DUSTPAN, PLASTIC, UNISOURCE, 40C3167
4730106020 | ACTIVE | 03011503 | 03011503 | 2 | EA | MECH | BUSHING, PIPE, HEX, SS, SA182F316L, 3" MNPT X 2-1/2" FNPT, 3M/6M LB, ANY MFG, BY DESCRP
4730115500 | ACTIVE | 03011503 | 03011503 | 2 | EA | MECH | BUSHING, PIPE, HEX, SS, SA182F316L, 3" MNPT X 2" FNPT, 3000 LB, ANY MFG, BY DESCRP
4730104025 | ACTIVE | 03011503 | 03011503 | 1 | EA | MECH | BUSHING, PIPE, HEX, SS, SA182F316L, 3" MNPT X 1-1/2" FNPT, 3M/6M LB, ANY MFG, BY DESCRP
4730104124 | ACTIVE | 03011503 | 03011503 | 2 | EA | MECH | BUSHING, PIPE, HEX, SS, SA182F316L, 3" MNPT X 3/4" FNPT, 3M/6M LB, ANY MFG, BY DESCRP
0100000437 | ACTIVE | 03011505 | 03011505 | 4 | EA | MECH | FLANGE, PIPE, SOCKET WELD, 2" NPS, SA105, 300 LB, XH BORE, RAISED FACE, ANY MFG BY DESCRP
0100000429 | ACTIVE | 03011505 | 03011505 | 2 | EA | MECH | FLANGE, PIPE, SOCKET WELD, 3/4" NPS, SA105, 300 LB, XH BORE, RAISED FACE, ANY MFG BY DESCRP
0100000432 | ACTIVE | 03011505 | 03011505 | 4 | EA | MECH | FLANGE, PIPE, 1" NPS, SA105, 300 LB, XH BORE, RAISED FACE, SOCKET WELD, ANY MFG, BY DESCRP
0100000426 | ACTIVE | 99999999 | 03011505 | 4 | EA | MECH | FLANGE, PIPE, SOCKET WELD, 1/2" NPS, SA105, 300 LB, XH BORE, RAISED FACE, ANY MFG, BY DESCRP
0100000410 | ACTIVE | 03011505 | 03011505 | 4 | EA | MECH | FLANGE, PIPE, WELD NECK, 2" NPS, SA105, 300 LB, XH BORE, RAISED FACE, ANY MFG BY DESCRP
5975265652 | ACTIVE | 33333333 | 03011507 | 8 | EA | ELEC/INS | CONNECTOR, FLEX CONDUIT, LIQUIDTITE, 1-1/2" MNPT, STL, NON-INSUL, (DO NOT SUBSTITUTE), THOMAS & BETTS, 5236
5975264234 | ACTIVE | 33333333 | 03011507 | 5 | EA | ELEC/INS | CONNECTOR, FLEX CONDUIT, 45 DEG, LIQUIDTITE, 1"MNPT, STL, (DO NOT SUBSTITUTE), THOMAS & BETTS, 5244
5975262592 | ACTIVE | 33333333 | 03011507 | 1 | EA | ELEC/INS | CONNECTOR, FLEX CONDUIT, LIQUIDTITE, 1-1/4"MNPT, STL, NON-INSUL, (DO NOT SUBSTITUTE), THOMAS & BETTS, 5235
5975263343 | ACTIVE | 33333333 | 03011507 | 5 | EA | ELEC/INS | CONNECTOR,CONDUIT,90 DEG,MALLEABLE IR,LIQUIDTITE,(DO NOT SUBSTITUTE),1-1/4 IN,5255,THOMAS & BETTS
0100002922 | ACTIVE | 03011508 | 03011508 | 4 | AS | MECH | BUSHING, ASSY, AIRLOCK GRAPHITAR, ALLEN SHERMAN-HOFF, A-15657, WU:U-3&4 BAGHOUSE FLYASH SYS
0100002932 | ACTIVE | 03011508 | 03011508 | 6 | EA | MECH | CLEVIS, WELDMENT, ALLEN SHERMAN HOFF, 14470-4, WU: U1-4 BAGHOUSE FLY ASH SYS
0100002930 | ACTIVE | 03011508 | 03011508 | 6 | EA | ELEC/INS | VALVE, DIAPHRAGM, FLOW CONTROL, 3/8", NPT, NON-ASB, ALLEN SHERMAN HOFF, 106784, WU: U3&4 BAGHOUSE FLY ASH SYS
0100002923 | ACTIVE | 03011508 | 03011508 | 6 | EA | MECH | BEARING, THRUST, AIRLOCK, ALLEN SHEMAN HOFF, 15656, WU: U1-4 BAGHOUSE FLY ASH SYS
0100002924 | ACTIVE | 03011508 | 03011508 | 3 | EA | MECH | WASHER, FLAT, ARM, AIRLOCK, WU: U-3&4 BAGHOUSE FLY ASH SYS
0100002927 | ACTIVE | 03011508 | 03011508 | 10 | EA | MECH | SPRING, COMPRESSION, AIRLOCK, 1-1/4" HOLE X 5/8" ROD X 2" LONG, ALLEN SHERMAN HOFF, 109079, WU: U3&4 BAGHOUSE FLY ASH SYSTEM
0100002936 | ACTIVE | 03011508 | 03011508 | 4 | EA | MECH | BEARING, FLANGE, 7/8", ALLEN SHERMAN HOFF, 100023, WU: U1-4 BAGHOUSE FLY ASH SYS
0100002935 | ACTIVE | 03011508 | 03011508 | 6 | EA | MECH | BEARING, FLANGE, OEM, 3/4", ALLEN SHERMAN HOFF, 100024, WU: U1-4 BAGHOUSE FLY ASH SYS
0100002937 | ACTIVE | 03011508 | 03011508 | 6 | EA | MECH | MUFFLER, EXHAUST PORT, 3/8", ALLEN SHERMAN HOFF, 101393, WU: U3&4 BAGHOUSE FLY ASH SYSTEM
5945243185 | ACTIVE | 03011509 | 03011509 | 2 | EA | MECH | LATCH, ELECTRICAL, MAG, ABB POWER T&D CO., 2604D30G12
0100001225 | ACTIVE | 99999999 | 03011510 | 2 | EA | MECH | BUSHING, FRONT, 2-3/8" F.T.,DIAMOND POWER, 352067-010A, WU: U3&4 IK AH SOOT BLOWER, PART OF L/T & F/T JOINT KITS
0100001224 | ACTIVE | 33333333 | 03011510 | 6 | EA | MECH | PACKING, RING, 2-3/8", (5 PCS=1 SET) F.T., NON-ASB, DIAMOND POWER, 352817-010A
0100001222 | ACTIVE | 33333333 | 03011510 | 2 | EA | MECH | NUT, PACKING, OEM, NON-ASB, DIAMOND POWER, 53A002-350C
0100001226 | ACTIVE | 03011510 | 03011510 | 6 | EA | MECH | KEY, LOCK, LOCKING, DIAMOND POWER, 351481-010A
0100001218 | ACTIVE | 03011510 | 03011510 | 6 | EA | MECH | PACKING,VALVE, STEM,NON-ASB,DIAMOND POWER,53A013350M
4820121343 | ACTIVE | 33333333 | 03011513 | 1 | EA | MECH | VALVE, CHECK, SWING, 1", THRD, IRON BODY & DISC,,1000 PSI, NON-ASB, CRANE, 3461/2, WU:FLY ASH SYS, UPPER&LOWER, UNIT 4
4820127738 | ACTIVE | 03011513 | 03011513 | 2 | EA | MECH | VALVE, CHECK, 3/4",THD, 300#, NON-ASB, LAPMASTER INT'L A DIVISIO, 366E, WU:DIFFUSING AIR LINES FOR FLYASH UNLOADING, UNITS 3&4
4820125252 | ACTIVE | 03011513 | 03011513 | 2 | EA | MECH | VALVE, ANGLE, 1-1/2" FNPT X 1-1/2" FNPT, BRS BODY, 300#, NON-ASB, FARMINGTON FIRE, 44-411
4720000522 | ACTIVE | 03011517 | 03011517 | 50 | FT | MECH | TUBING, TYGON, 3/8"ID, 1/2"OD, 1/16"WT, 50'L, VWR 60985-540
5975271924 | ACTIVE | 99999999 | 03011523 | 5 | EA | ELEC/INS | BOX, ELECTRICAL, OUTLET, WALL, HAZLUX, VB-2
3010050452 | ACTIVE | 03011601 | 03011601 | 1 | EA | MECH | GRIDMEMBER, COUPLING, 1110T, FALK CORPORATION, 1110T, WU:GARDINER-DENVER BLOWER MOD 11CDL, UNIT 4, FLY ASH SYSTEM
3010050296 | ACTIVE | 03011601 | 03011601 | 3 | ST | MECH | GRIDMEMBER, COUPLING, 90T, FALK CORP DIV, 1090T-GRID, WU:FALK CONVEYOR SHAFT SPEED REDUCER, VACUUM PUMPS, U-3&4
3010050148 | ACTIVE | 03011601 | 03011601 | 3 | ST | MECH | GRIDMEMBER, COUPLING, 70T, FALK CORP, 1070T-GRID, WU: FALK STEELFLEX COUPLING
3010049470 | ACTIVE | 03011601 | 03011601 | 2 | EA | MECH | GRID, COUPLING, TAPERED, (2 PIECES/BX), TAP, FALK, 1080T GRID, WU:FALK STEELFLEX COUPLING
3010048712 | ACTIVE | 33333333 | 03011601 | 1 | EA | MECH | GRIDMEMBER, COUPLING, 20T, FALK CORP, 1020TGRID, WU:CHEMINEER AGITATOR - SO2 CHEMI PLANT, UNIT 4
5975261321 | ACTIVE | 03011603 | 03011603 | 6 | EA | ELEC/INS | COUPLING, CONDUIT, RIGID, 2" THDED, 3-PIECE, STEEL CITY DIV, EK-406
5975264002 | ACTIVE | 03011603 | 03011603 | 2 | EA | ELEC/INS | COUPLING, CONDUIT, RIGID, 1" THDED, 3-PIECE, STEEL CITY DIV, EK403
5975261297 | ACTIVE | 03011603 | 03011603 | 2 | EA | ELEC/INS | COUPLING, CONDUIT, RIGID, 3/4" THDED, 3-PIECE, STEEL CITY DIV, EK402
5975265256 | ACTIVE | 03011603 | 03011603 | 1 | EA | ELEC/INS | COUPLING, CONDUIT, RIGID, 1/2" THDED, 3-PC, STEEL CITY, EK-401
0100003893 | ACTIVE | 03011605 | 03011605 | 41 | PR | SAFETY | CLEAT,SHOE,SHOE ICE,SMALL/MEDIUM,CABELA,830963,DUE NORTH EVERYDAY TRACTION AID
4510000146 | ACTIVE | 03011606 | 03011606 | 7 | EA | MECH | PLUNGER, TOILET, PLUMBERS FRIEND, TOILAFLEX, BRADY INDUSTRIES, F-CC8120
5305145913 | ACTIVE | 03011607 | 03011607 | 15 | EA | MECH | SCREW, MACHINE, 1/4" X 2-1/2", RND/SLOTTED, ZINC PLTD STL, 20 TPI
5305144049 | ACTIVE | 03011607 | 03011607 | 21 | EA | MECH | SCREW,MACHINE,1/4 IN,2 IN,RND/SLOTTED,ZINC PLTD STL,20 TPI
5305144296 | ACTIVE | 33333333 | 03011607 | 100 | EA | MECH | SCREW, MACHINE, 1/4" X 1", RND/SLOTTED, ZINC PLTD STL, 20 TPI
5305143629 | ACTIVE | 03011607 | 03011607 | 284 | EA | MECH | SCREW, MACHINE, 1/4" X 3/4", RND/SLOTTED, ZINC PLTD STL, 20 TPI, ANY MFG, BY DESCRP
5305153826 | ACTIVE | 99999999 | 03011607 | 25 | EA | MECH | SCREW, MACHINE, 1/4" X 3/8", RND/SLOTTED, ZINC PLTD STL, 28 TPI
3915001113 | ACTIVE | 03011608 | 03011608 | 4 | EA | MECH | JOINT, ROTARY/ADJABLE, PARAMONT DRV/CNTERWT WHL, GENERAL KINEMATICS, 10-06-01-01
5305155649 | ACTIVE | 03011608 | 03011608 | 30 | EA | MECH | BOLT, MOTOR MOUNT, GENERAL KINEMATICS, 10-15-05-15, WU: C&D RECLAIM FEEDER
0100001597 | ACTIVE | 03011608 | 03011608 | 25 | EA | MECH | NUT, LOCK, SECRUITY, 5/8" X 11, GENERAL KINEMATICS, 10-20-01-05
5310162630 | ACTIVE | 03011608 | 03011608 | 11 | EA | MECH | WASHER, LOCK, SHAKEPROOF, 5/8", GENERAL KINEMATICS CORP., 10-30-02-05
5310156681 | ACTIVE | 03011611 | 03011611 | 30 | EA | MECH | NUT, HEX, 3/4", 316 SS, 10 TPI, ANY MFG, BY DESCRP
5310154074 | ACTIVE | 33333333 | 03011611 | 72 | EA | MECH | WASHER, LOCK, 3/4", 316 SS
5975258723 | ACTIVE | 33333333 | 03011612 | 4 | EA | ELEC/INS | BOX, ELECTRICAL, DEVICE, 1/2", 1 GANG, 5 HUBS/WEATHERPROOF, BELL ELEC CO, 2495, (COVER CAT# 5975260216)
5305153487 | ACTIVE | 99999999 | 03011613 | 26 | EA | MECH | SCREW, CAP, 3/4" X 3-1/2", HEX, 316 SS, 10 TPI, WU:01 AREA SCRUBBER INLET DOORS
5305144346 | ACTIVE | 03011613 | 03011613 | 15 | EA | MECH | SCREW, CAP, 3/4" X 1-1/2", HEX, 316 SS, 10 TPI
5305143843 | ACTIVE | 03011613 | 03011613 | 63 | EA | MECH | SCREW, CAP, 3/4" X 3", HEX, 316 SS, 10 TPI
5305147083 | ACTIVE | 03011613 | 03011613 | 13 | EA | MECH | SCREW, CAP, 3/4" X 2-1/2", HEX, 316 SS, 10 TPI
5305145582 | ACTIVE | 03011613 | 03011613 | 25 | EA | MECH | SCREW, CAP, 3/4" X 2", HEX, 316 SS ,10 TPI
0100003895 | ACTIVE | 03011614 | 03011614 | 21 | PR | SAFETY | CLEAT,SHOE,SHOE ICE,LARGE/X-LARGE,CABELA,831138,DUE NORTH EVERYDAY TRACTION AID
0000000330 | ACTIVE | 03011616 | 03011616 | 3 | EA | MECH | LINER, COVER PLATE, STANDARD RUBBER, WARMAN, B 15017R55, WU: 3&4 ABS BLOW, PUMP, LIMESTONE
8110000109 | ACTIVE | 99999999 | 03011617 | 379 | EA | MECH | SEAL, DRUM, TRI-SURE, 2 IN, WHITE PLASTIC, AMERICAN FLANGE MFG & CO., 4001
8110000117 | ACTIVE | 99999999 | 03011617 | 425 | EA | MECH | SEAL, DRUM, TRI-SURE, 3/4 IN, WHITE PLASTIC, AMERICAN FLANGE MFG & CO., 4001
3915001345 | ACTIVE | 03011618 | 03011618 | 2 | EA | MECH | ROCKER, LEG KIT, GENERAL KINEMATICS CORP., 10-01-42-B, WU:PARAMOUNT II VIBRATORY FEEDERS, RECLAIMS, U-3&4
6110294391 | ACTIVE | 03011619 | 03011619 | 1 | EA | ELEC/INS | STARTER, NON-REV, 0, ABB POWER T&D CO., A200M0CAC
6110294078 | ACTIVE | 03011619 | 03011619 | 1 | EA | ELEC/INS | STARTER, NON-REV, 1, ABB POWER T&D CO., A200M1CAC
4240001356 | ACTIVE | 03011620 | 03011620 | 35 | PR | SAFETY | GOGGLES, SAFETY, CHEMICAL, SMOKED GRAY, NEOPRENE STRP, ENCON SAFETY PRODUCTS, 05068204
8520000053 | ACTIVE | 03011621 | 03011621 | 5 | BX | OFF/JAN | CLEANER, HAND, 5 LB, POWD, BX, BORAX, SOUTHWEST DISTRIBUTING, 65118, 10 BX PER CASE
4940000039 | ACTIVE | 03011702 | 03011702 | 2 | EA | TOOL | GUN, ASPERATOR, 1/4", NPT, BINKS MANUFACTURING CO., 140B
0000000987 | ACTIVE | 03011703 | 03011703 | 5 | EA | ELEC/INS | METER, TEMP DIGITAL PANEL, 265 VAC 50/60Hz, 20VA; 265 VDC, 20W, MODEL PD7000-6R2,PRECISION DIGITAL
6685370667 | ACTIVE | 03011703 | 03011703 | 2 | EA | ELEC/INS | METER, FLOW, ROTAMTR, WALLACE & TIERNAN, 28A123SSXX2, WU:SEAL WATER FLOWMETERS, BC 2,3,5, INSTRUMENTATION, WMS
6625002578 | ACTIVE | 03011703 | 03011703 | 3 | EA | ELEC/INS | METER,20017-14,STEWART WARNER CORPORATIO,TIME-ELAPSED
5305147307 | ACTIVE | 03011704 | 03011704 | 24 | EA | MECH | SCREW,SHOULDER,SHOULDER,1/2 IN,2 IN,HEX/SCKT,ALLOY STL,13 TPI,WU:UCC BTM ASH HPR SLUICE GATE SEAL, FD FAN, MOTOR, U-1,2,3,4
3020051904 | ACTIVE | 33333333 | 03011707 | 4 | EA | MECH | GEAR, ALIMAK ELEVATOR CO., 372715, WU:STACK ELEVATOR, ALL UNITS
5930236228 | ACTIVE | 99999999 | 03011707 | 2 | EA | ELEC/INS | SWITCH, OEM, ALIMAK ELEVATOR, 3000-263-641
3040058566 | ACTIVE | 03011707 | 03011707 | 4 | EA | MECH | SHAFT, ALIMAK, 9001-573, WU:LINDEN ALIMAK MINI SCANDO STACK ELEVATORS, U-3&4
3960000382 | ACTIVE | 33333333 | 03011707 | 4 | EA | MECH | ROLLER, ALIMAK ELEVATOR COMPANY I, 9001-576
3040057386 | ACTIVE | 03011707 | 03011707 | 2 | EA | MECH | ECCENTRIC, MECHANICAL, CAM/GEAR, ALIMAK ELEVATOR, 471839
5360202443 | ACTIVE | 03011707 | 03011707 | 1 | EA | MECH | CUP, SPRING, ALIMAK ELEVATOR CO., 472407
0100001762 | ACTIVE | 33333333 | 03011709 | 43 | BX | TOOL | ELECTRODE, WELDING, 1.5% LANTHANA,1/8"X7",GROUND FINISH, LANTHANATED TUNGSTEN,(AWS EWLA-1.5),MILL TEST REPORT REQ'D,10 PCS/BX,ANY MFG,BY DESCRP
0100001763 | ACTIVE | 03011709 | 03011709 | 11 | BX | TOOL | ELECTRODE, WELDING, 1.5% LANTHANA, 3/32" X 7", GROUND FINISH, LANTHANATED TUNGSTEN,AWS EWLA-1.5,MILL TEST REPORT REQ'D,10 PCS/BX,ANY MFG,BY DESCR
3439001391 | ACTIVE | 03011709 | 03011709 | 2 | BX | TOOL | ELECTRODE, WELDING, ROD, 3/32" X 7", TUNGSTEN, TELEDYNE WAH CHANG ALBANY, BY DESCRP, (10 PC/BOX)
6240313871 | ACTIVE | 03011712 | 03011712 | 3 | EA | ELEC/INS | LAMP, MERC VAPOR, HID, 1000 W, MOGUL, BT-56, 20200 LM, 24000 HR, GE CO., H36-GW-1000/DX
4730120328 | ACTIVE | 03011715 | 03011715 | 5 | EA | MECH | UNION, PIPE, 2-1/2" NPS, SA105, THDED NPT, 3000 LB, ANY MFG, BY DESCRP
4730123769 | ACTIVE | 03011715 | 03011715 | 2 | EA | MECH | TEE, PIPE, SA105 FS, THDED NPT, 2-1/2", 3000 LB, ANY MFG, BY DESCRP
4730123751 | ACTIVE | 03011715 | 03011715 | 10 | EA | MECH | PLUG, PIPE, 2-1/2" MNPT, FS, SA105, HEX HD,6000 LB, ANY MFG, BY DESCRP
6640002488 | ACTIVE | 03011723 | 03011723 | 2 | PK | CHEM | PIPETTE, TRANSFER, 6"L, PLAST, 5.8 ML VOL, VWR 414004-020, (500/PK)
5010004389 | ACTIVE | 03011724 | 03011724 | 11 | EA | MECH | ELEMENT, FILTER, AIR/DISPOSABLE, 10"W, 16-7/8"L, 1/2"THK, HIGH DENSITY FIBER FILLING, S & S FILTER MFG
5975265884 | ACTIVE | 99999999 | 03011801 | 3 | EA | MECH | BUSHING, ADJUSTING, GENERAL ELECTRIC CO, 148A2279P1, WU: GE FIELD BREAKER AKF-2-25
3120060722 | ACTIVE | 99999999 | 03011801 | 2 | EA | MECH | BEARING, GENERAL ELECTRIC CO, 377A871P12, WU:GE FIELD BREAKER AKF-2-25 (GEF 4149G), U-1&3
5110000220 | ACTIVE | 03011802 | 03011802 | 6 | EA | TOOL | FILE, HALF-ROUND, 10"L, BASTARD, WARRENSVILLE, 13010
5110000147 | ACTIVE | 03011802 | 03011802 | 12 | EA | TOOL | FILE, LATHE, 10"L, BASTARD, NICHOLSON FILE CO., 07657
5110000261 | ACTIVE | 03011802 | 03011802 | 17 | EA | TOOL | FILE, MILL, 10"L, SMOOTH, SIMONDS CUTTING TOOLS WAL, BY DESCRP
5110000154 | ACTIVE | 03011802 | 03011802 | 11 | EA | TOOL | FILE, ROUND, 10"L, BASTARD, NICHOLSON FILE CO., 09469
5110000618 | ACTIVE | 03011802 | 03011802 | 12 | EA | TOOL | FILE, SLIM TAPER, 10"L, NICHOLSON FILE CO., 14341
5110000451 | ACTIVE | 03011802 | 03011802 | 19 | EA | TOOL | FILE, MILL, 10"L, BASTARD, NICHOLSON FILE CO., 08642
5330227314 | ACTIVE | 03011803 | 03011803 | 1 | EA | MECH | SEAL, METAL, "SPECIAL", PNM MACHINE SHOP, SJS-M464A,U3 "A&B" BFP RECIRC VLV & U4 "A" BFP RECIRC VLV
5930235808 | ACTIVE | 33333333 | 03011804 | 1 | EA | ELEC/INS | SWITCH, MANUAL-SELECTOR, W/O CAP, 2 NO 2 NC, 4/13, 3, CUTLER-HAMMER INC, 10250T4043
5930234116 | ACTIVE | 03011804 | 03011804 | 6 | EA | ELEC/INS | OPERATOR,SWITCH,PUSHBTTN,BLK,CUTLER-HAMMER, INC,10250T-101,WU: FA UNLOADING HSE
5930234108 | ACTIVE | 03011804 | 03011804 | 7 | EA | MECH | BOOT, PROTECTIVE, 1-1/8"ID, 1-1/2"L, RUBR, BLK, CUTLER-HAMMER INC, 10250TA3
5330191122 | ACTIVE | 03011805 | 03011805 | 2 | EA | MECH | GASKET, VALVE, 7"ID X 8"OD, 1000 DEG F/1800 PSI, NON-ASBESTOS, GENERAL ELECTRIC CO., 106A9400P0026
5330187195 | ACTIVE | 03011805 | 03011805 | 8 | EA | MECH | GASKET, VALVE, 17"ID X 17-3/4"OD, 1000 DEG F/1800-2400 PSI, ROUND, NON-ASBESTOS, GENERAL ELECTRIC CO., 106A9401P0053
5330190827 | ACTIVE | 03011805 | 03011805 | 1 | EA | MECH | GASKET, 2400 PSI, NON-ASBESTOS, GENERAL ELECTRIC COMPANY, 106A9401P0025
4730109032 | ACTIVE | 03011806 | 03011806 | 5 | EA | MECH | NOZZLE, SANDBLASTER, 3/8"OD, CERM, ANY MFG, BY DESCRP, ZERO BLAST-N-PEEN, 11931
5310156004 | ACTIVE | 03011806 | 03011806 | 8 | EA | MECH | NUT, NOZZLE HOLDING, ERO BLAST-N-PEEN, 11914
8415000051 | ACTIVE | 03011806 | 03011806 | 19 | EA | MECH | SHIELD, SAND BLASTER, PLAST, CLR, CLEMCO INDUSTRIES, 41PCE0999
4730125434 | ACTIVE | 33333333 | 03011807 | 1 | EA | MECH | ADAPTER, TUBING, OEM, SS, 1/2" TUBE X 1/2" FNPT, SWAGELOK, SS-8-TA-7-8
4730104314 | ACTIVE | 03011807 | 03011807 | 1 | EA | MECH | ADAPTER, TUBING, SS, 1/2" TUBE X 3/8" FNPT, CAJON CO, SS-8-TA-7-6
4730119452 | ACTIVE | 03011807 | 03011807 | 1 | EA | MECH | ADAPTER, TUBING, REDU, SS, 1/2" TUBE X 1/4" FNPT, SWAGELOK, SS-8-TA-7-4
4730120575 | ACTIVE | 03011807 | 03011807 | 6 | EA | MECH | ADAPTER, TUBING, SS, 1/2" TUBE X 1/2"MNPT, SWAGELOK, SS-8-TA-1-8
4730121748 | ACTIVE | 33333333 | 03011807 | 1 | EA | MECH | ADAPTER, TUBING, SS, 3/8" TUBE X 3/8" FNPT, SWAGELOK, SS-6-TA-7-6
4730120591 | ACTIVE | 03011807 | 03011807 | 3 | EA | MECH | ADAPTER, TUBING, REDU, SS, 1/2" TUBE X 3/8" MNPT, SWAGELOK, SS-8-TA-1-6
4730120617 | ACTIVE | 03011807 | 03011807 | 15 | EA | MECH | ADAPTER, TUBING, SS, 1/4" TUBE X 3/8" FNPT, SWAGELOK, SS-4-TA-7-6
4730113448 | ACTIVE | 03011807 | 03011807 | 8 | EA | MECH | ADAPTER, TUBING, REDU, SS, 3/8" TUBE X 1/4" FNPT, CAJON CO, SS-6-TA-7-4
4730120609 | ACTIVE | 03011807 | 03011807 | 7 | EA | MECH | ADAPTER, TUBING, SS, 3/8" TUBE X 3/8" MNPT, SWAGELOK, SS-6-TA-1-6
4730120641 | ACTIVE | 03011807 | 03011807 | 50 | EA | MECH | ADAPTER, TUBING, REDU, SS, 3/8" TUBE X 1/4" MNPT, SWAGELOK, SS-6-TA-1-4
4730104215 | ACTIVE | 03011807 | 03011807 | 12 | EA | MECH | ADAPTER, TUBING, OEM, SS, 1/4" TUBE X 3/8" MNPT, SWAGELOK, SS-4-TA-1-6
6240313327 | ACTIVE | 03011808 | 03011808 | 1 | EA | ELEC/INS | LIGHT, INDICATING, 120/6 V, CLR, TERM SCR, OIL TIGHT/W/O LENS, CUTLER-HAMMER, INC, 10250T181N
4730132224 | ACTIVE | 03011812 | 03011812 | 8 | EA | MECH | CLAMP,PIPE, FLG HALF,9"X 2-1",UCC,170217,WU 001 FLY ASH CONVEYING LINE,1/2=1 EA
4730135599 | ACTIVE | 03011812 | 03011812 | 4 | EA | MECH | CLAMP,PIPE, FLG HALF,UCC,170216,WU 001 BOTTOM ASH HOPPER NOZZLES
3439002225 | ACTIVE | 03011816 | 03011816 | 4 | CA | TOOL | FLUX, BRAZING, HIGH HEAT, 1 LB, POWD, CAN, MODERN ENGINEERING CO., BY DESCRIPTION
3439002233 | ACTIVE | 03011816 | 03011816 | 1 | BT | TOOL | FLUX, WELDING, BRAZING/SILVER, 7 OZ/1 LB, PASTE, BTL/JAR, AIRCO WELDING PRODUCTS, 904-1801 (JAR)
3439001375 | ACTIVE | 03011816 | 03011816 | 28 | EA | TOOL | SOLDER, FLAT, .050" X 1/8" X 20", (28 EA STICKS=1LB PKG), 15% SILVER, HARRIS MFG, 1562OF1
3439001797 | ACTIVE | 03011816 | 03011816 | 115 | EA | TOOL | SOLDER, (10 LB=140 EA), 3/32", SILVER 6%, HARRIS CO INC, BY DESCRP
8415000523 | ACTIVE | 03011817 | 03011817 | 34 | EA | SAFETY | LINER, WINTER, HEADBAND, NAVY BLUE, SPUN POLY, WINDGARD, ALLSAFE SMC, 22201
5010000924 | ACTIVE | 03011818 | 03011818 | 1 | EA | MECH | CARTRIDGE, FILTER, STRNR, GENERAL ELECTRIC, 182A9905P0009, WU:GE TURBINES 170, 74 MICRON MAIN PUMP SUCTION STRAINER, U-1,3,4
6210001274 | ACTIVE | 03011818 | 03011818 | 2 | EA | ELEC/INS | FIXTURE, LIGHT, TANK, A-21, 100 W, 1/2"BASE, CROUSE HINDS COMPANY, EVA-160
8415000473 | ACTIVE | 03011819 | 03011819 | 153 | EA | SAFETY | LINER, WINTER, SNOOPY CAP, MED WEIGHT, DOUBLE LAYER, CANVAS OUTSIDE/FULLY LINED FLEECE INSIDE, OCCUNOMIX, OCCUM RB405, FLAME RETARDANT
3439001656 | ACTIVE | 03011820 | 03011820 | 7 | EA | MECH | HOSE, WELD, ASSY, OXYGEN/ACETYLENE, 3/16" X 12'L, TWIN WELDING HOSE, RED/GREEN, CPLD, DAYCO RUBBER PRODUCTS CO, BY DESCRP
3030054500 | ACTIVE | 03011823 | 03011823 | 2 | EA | MECH | BELT, DRIVE, 0.625"W, 0.531"THK, 150.000" OUTER CIR, NATIONAL PROD, 5V1500, WU: SWAMP COOLERS, PLANT WIDE
6680345482 | ACTIVE | 03011824 | 03011824 | 3 | EA | MECH | CLEANER-CENTRI, ASSEMBLY, NON-ASB, SPROUT-BAUER, P/N C142232, (MDL 600-S-3, COMPLETE W/CERAMIC CONE 3/8" ORIFICE & SS SPRAY SHIELD, LIST 700-7)
5330217265 | ACTIVE | 03011902 | 03011902 | 2 | EA | MECH | O-RING, CONTROL COMPONENTS, INC., 255520307
5330216804 | ACTIVE | 03011903 | 03011903 | 1 | EA | MECH | O-RING, 037, 2-1/2"ID X 1/16, TEFLON, FISHER CNTRLS, 14A1344X012, WU:FISHER VALVE, 1-1/2", S/N 7080568, 1051 V100, ACID PLNT 3+4 01 AREA
0100001515 | ACTIVE | 03011904 | 03011904 | 12 | EA | MECH | BOLT, U BOLT, 10" STD
0100001513 | ACTIVE | 03011904 | 03011904 | 12 | EA | MECH | BOLT, U BOLT, STANDARD, 6"
0100001514 | ACTIVE | 03011904 | 03011904 | 8 | EA | MECH | BOLT, U BOLT, 8", STD
0100001512 | ACTIVE | 03011904 | 03011904 | 4 | EA | MECH | BOLT, U BOLT, 4" STD
0100001550 | ACTIVE | 03011906 | 03011906 | 4 | EA | MECH | COUPLING, PIPE, FS, SA105, 1-1/4", NPS, SCKTWELD, 6000#, ANY MFG, BY DESCRP
0100001552 | ACTIVE | 03011906 | 03011906 | 6 | EA | MECH | COUPLING, PIPE, FS, SA105, 2", NPS, SCKTWELD, 6000#, ANY MFG, BY DESCRP
0100001551 | ACTIVE | 33333333 | 03011906 | 1 | EA | MECH | COUPLING, PIPE, FS, SA105, 1-1/2", NPS, SCKTWELD, 6000#, ANY MFG, BY DESCRP
0100001549 | ACTIVE | 03011906 | 03011906 | 2 | EA | MECH | COUPLING, PIPE, FS, SA105, 1", NPS, SCKTWELD, 6000#, ANY MFG, BY DESCRP
0100001547 | ACTIVE | 03011906 | 03011906 | 5 | EA | MECH | COUPLING, PIPE, FS, SA105, 1/2", NPS, SCKTWELD, 6000#, ANY MFG, BY DESCRP
0100001548 | ACTIVE | 03011906 | 03011906 | 6 | EA | MECH | COUPLING, PIPE, FS, SA105, SCKTWELD, NPS 3/4", 6000#, ANY MFG, BY DESCRP
0100001558 | ACTIVE | 03011908 | 03011908 | 2 | EA | MECH | COUPLING, PIPE, F11, SA182F11, NPS 2", SCKTWELD, 6000#, ANY MFG, BY DESCRP
0100001557 | ACTIVE | 03011908 | 03011908 | 4 | EA | MECH | COUPLING, PIPE, F11, SA182F11,SCKTWELD, NPS 1-1/2", 6000#, ANY MFG, BY DESCRP
0100001555 | ACTIVE | 99999999 | 03011908 | 6 | EA | MECH | COUPLING, PIPE, F11, SA182F11, 3/4", NPS, SCKTWELD, 6000#, ANY MFG, BY DESCRP
0100001554 | ACTIVE | 99999999 | 03011908 | 6 | EA | MECH | COUPLING, PIPE, F11, SA182F11, 1/2", NPS, SCKTWELD, 6000#, ANY MFG, BY DESCRP
3110068016 | ACTIVE | 99999999 | 03011909 | 1 | EA | MECH | BEARING, BROOKS INSTRUMENT, 154954, WU: RAW WATER
4730135854 | ACTIVE | 03011911 | 03011911 | 1 | EA | MECH | COUPLING, PIPE, 9", BEVEL TO BEVEL W/HI TEMP NUVALASTIC GASKET, UCC, 1701-472-19F, WU:FLYASH CONVEYING LINES, U-3&4
3030055085 | ACTIVE | 03011916 | 03011916 | 6 | EA | MECH | BELT, DRIVE, V, 0.656"W, 0.438"THK, 66.000"ID, 68.800"OD, GATES RUBBER CO, B66, WU:BINVENT FANS, U-3&4
5340187987 | ACTIVE | 03011918 | 03011918 | 2 | EA | MECH | CASTER, WHEEL, RIG, 8", PLAST, 1400 LB CAPY, 2"WD, ALBION INDUSTRIAL CASTERS, BY DESCRP
4510000062 | ACTIVE | 03011920 | 03011920 | 1 | EA | MECH | HEAD, NOZZLE, SHOWER, PLAST, HAWS DRINKING FOUNTAIN, SP829
0100005117 | ACTIVE | 33333333 | 03011920 | 4 | EA | MECH | HEAD, ASSMBLY, SPRAY, DUAL, REPLACMENT PART, GRAINGER, AP470-110R FS, HEAD ASSEMBLY, SPRAY, DUAL GUARDIAN SAFETY SHOWERS ALL UNITS
4820123059 | ACTIVE | 03011920 | 03011920 | 2 | EA | MECH | VALVE, CONTROL, FLOW, 1/4" X 3/8", FNPT X MNPT, NON-ASB, KEENAN SUPPLY INC
4510000179 | ACTIVE | 03011920 | 03011920 | 3 | EA | MECH | PEDAL, SHOWER, AL, ANY MFG, BY DESCRP
6105291618 | ACTIVE | 03011922 | 03011922 | 1 | EA | ELEC/INS | MOTOR, ELECTRIC, ODP, 1/4 HP, 1140 RPM, 56 FR, 230/460 V, 3 PH, BALDOR, M3101, WU: SAH SOOTBLOWER DRIVE U-3&4
0100001424 | ACTIVE | 99999999 | 03011923 | 8 | EA | MECH | FILTER, INLINE, LIGHT TO MEDIUM OIL, OUTWEST VENTURES, 10-6544-EL-L, WU:HARVARD FILTER PRESS, PLANTWIDE
0100001563 | ACTIVE | 03012001 | 03012001 | 5 | EA | MECH | COUPLING, PIPE, F22, SA182F22, SCKTWELD, NPS 1-1/2", 6000#, ANY MFG, BY DESCRP
0100001564 | ACTIVE | 33333333 | 03012001 | 3 | EA | MECH | COUPLING, PIPE, F22, SA182F22, 2", NPS, SCKTWELD, 6000#, ANY MFG, BY DESCRP
0100001561 | ACTIVE | 03012001 | 03012001 | 3 | EA | MECH | COUPLING, PIPE, F22, SA182F22, SCKTWELD, NPS 1", 6000#, ANY MFG, BY DESCRP
0100001562 | ACTIVE | 03012001 | 03012001 | 3 | EA | MECH | COUPLING, PIPE, F22, SA182F22, SCKTWELD, NPS 1-1/4", 6000#, ANY MFG, BY DESCRP
0100001560 | ACTIVE | 03012001 | 03012001 | 3 | EA | MECH | COUPLING, PIPE, F22, SA182F22, 3/4", NPS, SCKTWELD, 6000#, ANY MFG, BY DESCRP
0100001559 | ACTIVE | 99999999 | 03012001 | 6 | EA | MECH | COUPLING, PIPE, F22, SA182F22, 1/2", NPS, SCKTWELD, 6000#, ANY MFG, BY DESCRP
0100001569 | ACTIVE | 03012002 | 03012002 | 4 | EA | MECH | ADAPTER, TUBING, SS, 1" PIPE X 1/2" TUBE, WELD, 6900#, CAJON, SS-16-MPW-A-8TSW
0100001568 | ACTIVE | 99999999 | 03012002 | 4 | EA | MECH | ADAPTER, TUBING, SS, 3/4" PIPE X 1/2" TUBE, WELD, 6900#, CAJON, SS-12-MPW-A-8TSW
5330183327 | ACTIVE | 03012003 | 03012003 | 2 | EA | MECH | O-RING, 123, 1-3/16"ID X 3/32, VITON, ALLIS CHALMERS CORP., 672705
5330194159 | ACTIVE | 03012003 | 03012003 | 4 | EA | MECH | O-RING, 128, 1-1/2"ID X 3/32", VITON, GENERAL ELECTRIC CO, U472X000BS920
5330182295 | ACTIVE | 03012003 | 03012003 | 8 | EA | MECH | O-RING, 124, 1-1/4"ID X 3/32", VITON, ABEX CORP., 675-00916
5330186213 | ACTIVE | 03012003 | 03012003 | 4 | EA | MECH | O-RING, 143, 2-7/16"ID X 3/32, BUNA-N, FISHER CONTROLS COMPANY, 1F914106992
5330222588 | ACTIVE | 03012003 | 03012003 | 2 | EA | MECH | O-RING, 012, 3/8"ID X 1/16", VITON, CAPITAL CONTROLS, OV-11-012
5330208462 | ACTIVE | 03012003 | 03012003 | 6 | EA | MECH | O-RING, 116, 3/4"ID X 3/32", VITON, GENERAL ELECTRIC CO., 9443135AA116
0100006495 | ACTIVE | 03012005 | 03012005 | 2 | EA | MECH | SEAL, KIT, COUPLING, REXNORD, 1080G20, WU:U3&4 FD FANS
4730127604 | ACTIVE | 03012006 | 03012006 | 3 | EA | MECH | REDUCER, TUBING, 316 SS, 1/2" TUBE X 3/8" TUBE OD, SWAGELOK, SS-810-R-6
4730102979 | ACTIVE | 03012006 | 03012006 | 7 | EA | MECH | REDUCER, TUBING, 316 SS, 3/8" TUBE X 1/4" TUBE OD, SWAGELOK, SS-600-R-4
4730110717 | ACTIVE | 03012006 | 03012006 | 25 | EA | MECH | REDUCER, TUBING, 316 SS, 3/8" TUBE X 1/2" TUBE OD, SWAGELOK, SS-600-R-8
4730112630 | ACTIVE | 03012006 | 03012006 | 16 | EA | MECH | REDUCER, TUBING, 316 SS, 1/4" TUBE X 1/2" TUBE OD, SWAGELOK, SS-400-R-8
4730103258 | ACTIVE | 03012006 | 03012006 | 40 | EA | MECH | REDUCER, TUBING, 316 SS, 1/4" TUBE X 3/8" TUBE OD, SWAGELOK, SS-400-R-6
4730112960 | ACTIVE | 03012006 | 03012006 | 6 | EA | MECH | REDUCER, TUBING, BRS, 3/8" TUBE X 1/2" TUBE OD, SWAGELOK, B-810-R6
4730118918 | ACTIVE | 03012006 | 03012006 | 12 | EA | MECH | REDUCER, TUBING, 316 SS, 1/4" TUBE X 1/4" TUBE OD, SWAGELOK, SS-400-R-4
5975268805 | ACTIVE | 33333333 | 03012006 | 1 | EA | MECH | REDUCER, TUBING, 316 SS, 1/4" TUBE X 1/8" TUBE OD, SWAGELOK, SS-400R-2
4730114768 | ACTIVE | 03012006 | 03012006 | 12 | EA | MECH | REDUCER, TUBING, BRS, 3/8" TUBE X 1/2" TUBE OD, SWAGELOK, B-600-R-8
4730118249 | ACTIVE | 03012006 | 03012006 | 4 | EA | MECH | REDUCER, TUBING, BRS 1/4" TUBE X 1/4" TUBE OD, SWAGELOK, B-400-R-4
4730108414 | ACTIVE | 03012006 | 03012006 | 9 | EA | MECH | REDUCER, TUBING, BRS, 1/4" TUBE X 1/2" TUBE OD, SWAGELOK, B-400-R-8
4730121532 | ACTIVE | 03012006 | 03012006 | 100 | EA | MECH | REDUCER, TUBING, BRS 1/4" TUBE X 3/8" TUBE OD, SWAGELOK, B-400-R-6
4730121599 | ACTIVE | 33333333 | 03012006 | 34 | EA | MECH | REDUCER, TUBING, BRS, 3/8" TUBE X 1/4" TUBE OD, SWAGELOK, B-600-R-4
0100002948 | ACTIVE | 03012007 | 03012007 | 6 | EA | MECH | GASKET, 9", HI TEMP, (USED FOR BOTH ADAPTER AND COUPLING), NON-ASBESTOS, ALLEN SHERMAN-HOFF, 14616-9, WU: ALL UNITS BAGHOUSE FLY ASH SYS
0100002946 | ACTIVE | 03012007 | 03012007 | 3 | EA | MECH | GASKET, DRESSER COUPLING, 11-1/2"ID, HI TEMP, NON-ASBESTOS, ALLEN SHERMAN-HOFF, 5160-9, WU: ALL UNITS BAGHOUSE FLY ASH SYSTEM
5330181719 | ACTIVE | 03012008 | 03012008 | 3 | EA | MECH | GASKET, INLET/DISCHARGE END, NON-ASBESTOS, STOCK EQUIPMENT CO, V382146.B01
5330195230 | ACTIVE | 03012009 | 03012009 | 40 | FT | MECH | GASKET, 1.00" X 1.00", 10'L, NEOPRENE RUBBER, NON ASBESTOS, STOCK EQUIPMENT CO, V416036.B01,DOOR, WEIGH LEVER COMPARTMENT
5940238339 | ACTIVE | 03012011 | 03012011 | 50 | EA | ELEC/INS | LUG, COMPRESSION, RNG TONGUE, #6, 12-10 AWG, NYL, INSUL, YEL,THOMAS & BETTS, RC10-6
5940238719 | ACTIVE | 03012011 | 03012011 | 100 | EA | ELEC/INS | LUG, COMPRESSION, RNG TONGUE, #8, 12-10 AWG, NYL, YEL, THOMAS & BETTS, RC10-8
5940239196 | ACTIVE | 03012011 | 03012011 | 100 | EA | ELEC/INS | LUG, COMPRESSION, RNG TONGUE, 1/4", 12-10 AWG, NYL, YEL,THOMAS & BETTS, RC10-14
5940239428 | ACTIVE | 03012011 | 03012011 | 100 | EA | ELEC/INS | LUG,COMPRESSION,RNG TONGUE,1/4",#16-#14 AWG,NYL,INSUL,BLU,AMP SPECIAL IND,31904
5940239253 | ACTIVE | 03012011 | 03012011 | 100 | EA | ELEC/INS | LUG, COMPRESSION, RNG TONGUE, #10, 12-10 AWG, NYL, INSUL, YEL, THOMAS & BETTS , RC10-10
5940238255 | ACTIVE | 33333333 | 03012011 | 100 | EA | ELEC/INS | LUG, COMPRESSION, RNG TONGUE, #8 STUD, #22-#16 AWG, NYL, RED, 300 V, 250"WD X 0.785"LG,AMP SPECIAL IND,320554, T & B RA18-8
5940239048 | ACTIVE | 03012011 | 03012011 | 100 | EA | ELEC/INS | CONNECTOR, WIRE, RING TONGUE, NON-INSUL, #12-#10 AWG, STUD SIZE #10, THOMAS & BETTS CO. C10-10
5940237927 | ACTIVE | 99999999 | 03012011 | 200 | EA | ELEC/INS | CONNECTOR, WIRE, RING TONGUE, RED, #22-#18 AWG, NYLON INSULATED, THOMAS & BETTS CO, RA18-10
5940238438 | ACTIVE | 33333333 | 03012011 | 200 | EA | ELEC/INS | CONNECTOR, WIRE, RING TONGUE, RED, #22-#16 AWG, INSUL, STUD SIZE 6,. 250W, .785L, AMP SPECIAL IND, 36150
0100002925 | ACTIVE | 03012017 | 03012017 | 3 | EA | MECH | RING, RETAINING, AIRLOCK, ALLEN SHERMAN HOFF, 19143-2, WU: ALL UNITS BAGHOUSE FLY ASH SYS
0100002931 | ACTIVE | 33333333 | 03012017 | 2 | EA | MECH | GASKET, AIRLOCK, BRASS, 8" ID X 9-1/4 OD, NON-ASBESTOS, ALLEN SHERMAN-HOFF, 225299, WU:ALL UNITS BAGHOUSE FLY ASH SYST
0100002939 | ACTIVE | 03012017 | 03012017 | 8 | EA | MECH | GASKET, 8", 150#, METALLIC, NON-ASBESTOS, ALLEN SHERMAN-HOFF, 105350, WU: UNITS 3 & 4 BAGHOUSE FLY ASH SYSTEM
0100002953 | ACTIVE | 03012017 | 03012017 | 10 | EA | MECH | GASKET, ACCESS COVER, 8"ID X 10"OD X 3/4"W, TACKY CLOTH, OVAL, FOUR STATES GASKET, BY DESCRP, WU: ALL UNITS BAGHOUSE FLY ASH SYSTEM
0100004819 | ACTIVE | 03012022 | 03012022 | 5 | EA | MECH | FILTER, OIL, DONALDSON DURAMAX, P164378, WU:ALL UNITS, BAGHOUSE SEAL GAS FANS LUBE SYS
0100002024 | ACTIVE | 03012022 | 03012022 | 10 | EA | MECH | ELEMENT, AIR, PURGE, DONALDSON, P821575, CEM
5010000478 | ACTIVE | 03012023 | 03012023 | 18 | EA | MECH | CARTRIDGE, AIR FILTER, 125 MICRON, AMF CUNO / PROCESS EQUIPM, G78W81N, WU:COOL TOWR PH & CNDCTVTY MTR, 1&2 AIR HTR LUBE OIL, U1,2,3,4
5330220475 | ACTIVE | 03012101 | 03012101 | 4 | EA | MECH | O-RING, 270, 9"ID X 1/8", VITON, NATIONAL OIL SEAL, 270
5330183319 | ACTIVE | 03012101 | 03012101 | 2 | EA | MECH | O-RING, 269, 8-3/4"ID X 1/8", VITON, BYRON JACKSON, 1003240
5330220624 | ACTIVE | 03012101 | 03012101 | 6 | EA | MECH | O-RING, 265, 7-3/4"ID X 1/8", VITON, A-C COMPRESSOR, 00-751-543-00-265
5330184085 | ACTIVE | 33333333 | 03012101 | 6 | EA | MECH | O-RING, 218, 1-1/4"ID X 1/8", VITON NO SUB, GENERAL ELECTRIC CO., 9443135AA-23-9-B23
5330221416 | ACTIVE | 03012102 | 03012102 | 6 | EA | MECH | SEAL, OIL, 0.875"ID X 2.06"OD X 0.359"W, CHICAGO RAWHIDE MFG, 8885
5330197897 | ACTIVE | 99999999 | 03012102 | 8 | EA | MECH | SEAL, OIL, LIP, 1.25"ID X 2.375"OD X 0.375"W, NATIONAL OIL SEAL, 450559
5330197905 | ACTIVE | 03012102 | 03012102 | 2 | EA | MECH | SEAL,OIL, LIP, 0.875"ID X 1.752"OD X 0.312"W, NATIONAL OIL SEAL, 451700
5330197863 | ACTIVE | 03012102 | 03012102 | 4 | EA | MECH | SEAL, OIL, DBL LIP, 0.875"ID X 1.756"OD X 0.25"W, 60909, CHICAGO RAWHIDE, 8821
5330179770 | ACTIVE | 33333333 | 03012102 | 15 | EA | MECH | SEAL, OIL, PUMP, 1.125"ID X 1.624"OD X 0.25"W, CHICAGO RAWHIDE, 11123
5330223800 | ACTIVE | 33333333 | 03012103 | 2 | ST | MECH | PACKING, RING, 2-1/4"ID X 3.41"OD X 1/2"W, (2 PCS=1 SET), NON-ASB, ROCKWELL INTERNATIONAL, 958172, WU:ROCKWELL VLV 12", FIG 616GY, 616Y, U3&4
5330202739 | ACTIVE | 33333333 | 03012103 | 1 | ST | MECH | PACKING, PREFORMED, MOLDED STEM, 2"ID, (4 PCS=1 SET), NON-ASB, ROCKWELL INTERNATIONAL, 2751468
5330225771 | ACTIVE | 03012103 | 03012103 | 5 | ST | MECH | PACKING,RNG,NON-ASB,6 PIECES=1 SET,ROCKWELL INTERNATIONAL,2751937
5330225755 | ACTIVE | 03012103 | 03012103 | 1 | ST | MECH | PACKING,RNG,NON-ASB,3 PIECES=1SET,ROCKWELL INTERNATIONAL,2751935
5330211227 | ACTIVE | 03012103 | 03012103 | 2 | ST | MECH | PACKING, MOLDED STEM, 3/4" ID X 1-1/2" OD, X 0.38 W, (4 PCS=1 SET), NON-ASB, FOUR STATES GASKET, BY DESCRP
5330225763 | ACTIVE | 03012103 | 03012103 | 2 | ST | MECH | PACKING, RING, 1/2"ID X 11/16"OD, (6 PCS=1 SET), NON-ASB, ANY MFG, BY DESCRP
5330202218 | ACTIVE | 03012103 | 03012103 | 7 | ST | MECH | PACKING, PREFORMED, MOLDED STEM, 1-1/4"OD, 3/4"THK, (4 PCS=1 SET), NON-ASB, ROCKWELL INTERNATIONAL, BY DESCRP
4320078647 | ACTIVE | 03012104 | 03012104 | 2 | EA | MECH | RING, WEAR, BRONZE, WORTHINGTON CANADA, LTD, 22140
5340188068 | ACTIVE | 03012105 | 03012105 | 2 | EA | MECH | DAMPER, VIBRATION, TD, AMERICAN STANDARD POWER &, 281
5970253760 | ACTIVE | 03012106 | 03012106 | 1 | EA | ELEC/INS | OPERATOR,SWITCH,PUSHBTTN,BLK,SQUARE D. CO,9001KS-11B,WU: BAILEY METER LOGIC SYS
5930228092 | ACTIVE | 03012106 | 03012106 | 2 | EA | ELEC/INS | OPERATOR,SWITCH,HD/OILTIGHT,3 POSITION,SQUARE D. COMPANY,9001-KR1U
4310072642 | ACTIVE | 03012107 | 03012107 | 2 | EA | MECH | ROD,PISTON,CHICAGO PNEUMATIC,20-485123,WU:C-P AIR CMPRSSR,BORE 7-3/4", STROKE13TB, S/N 87114, 2 SOOT BLOWER
4320078829 | ACTIVE | 03012107 | 03012107 | 1 | ST | MECH | BLADE, ROTOR, CHICAGO PNEUMATIC TOOL CO, 2277207, 8 EA = 1 SET
4310072907 | ACTIVE | 03012107 | 03012107 | 8 | EA | MECH | RING, PISTON, 1 PIECE, BAKALITE, CHICAGO PNEUMATIC TOOL CO, A-48-PS-1485
6150302682 | ACTIVE | 03012107 | 03012107 | 12 | EA | MECH | BLADE, ROTOR, CHICAGO PNEUMATIC, 84-PS4928
5330177980 | ACTIVE | 03012107 | 03012107 | 2 | EA | MECH | GASKET, HEAD, NON-ASBESTOS, CHICAGO PNEUMATIC TOOL CO,, 2-464187
0100002532 | ACTIVE | 03012110 | 03012110 | 24 | EA | MECH | CAP, TUBE, 3'L, 1.75 "OD, SA696, GR C, SOCKET WELD, PNM MACHINE SHOP, SJS-M1047, WU: U1 UPPER, U3 ECONOMIZER, U4 ECONOMIZER
5940238198 | ACTIVE | 03012111 | 03012111 | 100 | EA | ELEC/INS | CONNECTOR, WIRE, RING TONGUE, INSUL, RED, 1/4", #22-#16 AWG, THOMAS & BETTS, RA717
5940238305 | ACTIVE | 03012111 | 03012111 | 300 | EA | ELEC/INS | CONNECTOR,CABLE,RING TONGUE,INSULATED,#18-#14 AWG,BLUE,RB14-10,THOMAS & BETTS
5940238495 | ACTIVE | 03012111 | 03012111 | 268 | EA | ELEC/INS | CONNECTOR, WIRE, RING TONGUE, 3/8" STUD, #22-#16 AWG, AMP SPECIAL INDUSTRIES, 31896
5940238230 | ACTIVE | 03012111 | 03012111 | 100 | EA | ELEC/INS | CONNECTOR, WIRE, RING TONGUE, NON-INSUL, #16-#14 AWG, THOMAS & BETTS CO. B14-10
5940238156 | ACTIVE | 33333333 | 03012111 | 200 | EA | ELEC/INS | CONNECTOR, WIRE, RING TONGUE, NYLON INSUL, BLLUE, #18-#14 AWG, THOMAS & BETTS CO, RB14-8
5940239089 | ACTIVE | 33333333 | 03012111 | 200 | EA | ELEC/INS | LUG, COMPRESSION, RNG TONGUE, #6, 16-14 AWG,NYL, INSUL, BLU, THOMAS & BETTS, RB14-6
5940238743 | ACTIVE | 33333333 | 03012111 | 100 | EA | ELEC/INS | CONNECTOR, WIRE, RING TONGUE, NON-INSUL, #22-#18 AWG, STUD SIZE #10, (50 EA/PKG), THOMAS & BETTS CO. A18-10
0100006814 | ACTIVE | 03012114 | 03012114 | 2 | EA | ELEC/INS | TRANSMITTER, CURRENT-TO-PRESSURE, MOORE INDUSTRIES, S/N 2466828. MDL IPT2/4-20MA/3-15PSIG/20PSIG, WU: 3&4 SOOTBLOWING AIR COMPRESSORS
0000000073 | ACTIVE | 33333333 | 03012119 | 4 | EA | MECH | FILTER, OIL, CARQUEST, 85607
4820124073 | ACTIVE | 03012201 | 03012201 | 1 | EA | MECH | VALVE, GLOBE, 1-1/2", 316 SS, SCKTWLD, 150 PSI, NON-ASB, ASME/ANSI B16.34, LADISH CO, 7252
5330174797 | ACTIVE | 33333333 | 03012201 | 5 | ST | MECH | PACKING, ROD, (2) BUNA & (1) FLAT RING, (3 PCS=1SET), NON-ASB, UCC, 43067
5935235381 | ACTIVE | 03012203 | 03012203 | 21 | EA | ELEC/INS | CONNECTOR,CABLE,5-32" LENGTH X 9/16" O.D. X .206" I.D.,MALE/CRIMP,31-351 OR PAN PACIFIC BNC,AMPHENOL N. AMERICAN
5935235688 | ACTIVE | 03012203 | 03012203 | 8 | EA | ELEC/INS | PLUG, BNC/STRT, 50 OHM IMPEDANCE, CRIMP-CRIMP, 1-7/32" X.220 9/16", MALE CONTACT, WEATHERPROOF, AMPHENOL N. AMERICAN, 31-002
5330214221 | ACTIVE | 33333333 | 03012204 | 1 | KT | MECH | SEAL, KIT, TURBINE, 9" BORE, GENERAL ELECTRIC, 271A6022P0001
5330214163 | ACTIVE | 33333333 | 03012204 | 1 | EA | MECH | HARDWARE, GENERAL ELECTRIC CO, 0482L220G0001, WU: GE TURBINES 170X763 + 170X764, SEQ. 061R, BEARING TURBINE, THRUST SEAL RING, UNITS 3+4
6685368976 | ACTIVE | 99999999 | 03012204 | 1 | EA | MECH | SLEEVE,INSULATING,GENERAL ELECTRIC COMPANY,254A5508P0001
4810126930 | ACTIVE | 03012205 | 03012205 | 16 | EA | MECH | DIAPHRAGM, MOLDED, CHICAGO PNEUMATIC TOOL CO, 1-PS-1128, WU: CHICAGO PNEU SOOT BLWG AIR CMPRSR
5365208106 | ACTIVE | 99999999 | 03012205 | 1 | EA | MECH | SHIM, CHICAGO PNEUMATIC TOOL CO, 1-493907
4820126102 | ACTIVE | 03012205 | 03012205 | 10 | EA | MECH | DISC, VALVE, PNEUMATIC, DOUBLE SEAL RING CO., 1-275500, WU: CHICAGO PNEUMATIC SOOT BLOWER
4810127672 | ACTIVE | 03012205 | 03012205 | 19 | EA | MECH | DISC, VALVE, PNEUMATIC, 3.185 X 2.439 X 0.110", 410 SS, DOUBLE SEAL RING CO., 2-275500, WU: CHICAGO PNEUMATIC SOOT BLOWER
5315156223 | ACTIVE | 03012205 | 03012205 | 7 | EA | MECH | PIN, GUIDE, CHICAGO PNEUMATIC, 1-01-20014, WU:CHICAGO PNEU AIR COMPRESSOR 7-3/4" X 13" MDL 6834
5360200132 | ACTIVE | 03012205 | 03012205 | 30 | EA | MECH | SPRING, VALVE, DOUBLE SEAL RING COMPANY, 3-19277
0100000438 | ACTIVE | 03012208 | 03012208 | 1 | EA | MECH | FLANGE, PIPE, SOCKET WELD, 3" NPS, SA105, 150 LB, STD BORE, RAISED FACE, ANY MFG BY DESCRP
4810120594 | ACTIVE | 33333333 | 03012211 | 1 | EA | ELEC/INS | PILOT, BELLOWS INTERNATIONAL, K065-903553, WU: SPEED KING SOLENOID VALVE L615-39-102
5330198010 | ACTIVE | 03012211 | 03012211 | 7 | KT | MECH | VALVE, KIT, REPAIR, SOLENOID, NON-ASB, BELLOWS INTERNATIONAL, K352-151-0383, WU: SPEED KING SOL VLV
4810120818 | ACTIVE | 03012211 | 03012211 | 10 | EA | MECH | VALVE, KIT, REPAIR, SOLENOID, NON-ASB, BELLOWS INTERNATIONAL, K352-164, WU:SPEEDKING SOL VLV BTM ASH U3, PULV, PASO DRIVES U3&4
5010003217 | ACTIVE | 03012214 | 03012214 | 4 | EA | MECH | ELEMENT, FILTER, OIL, PARKER HANNIFIN, 906451
4730109594 | ACTIVE | 03012215 | 03012215 | 2 | EA | MECH | NIPPLE, PIPE, STAINLESS, 1-1/2" X 12", THDED NPT, SCH 80, SA312TP316L SMLS, ANY MFG BY DESCRP
4730104280 | ACTIVE | 03012215 | 03012215 | 2 | EA | MECH | CAP, PIPE, 1-1/2" FNPT, SS, SA182F316, 3000 LB, ANY MFG, BY DESCRP
4730107630 | ACTIVE | 03012215 | 03012215 | 4 | EA | MECH | PLUG, PIPE, 1-1/2" MNPT, SS, SA182F316L, HEX, ANY MFG, BY DESCRP
4730112861 | ACTIVE | 03012215 | 03012215 | 2 | EA | MECH | NIPPLE, PIPE, STAINLESS, 1-1/2" X 8", THDED NPT, SCH 80, SA312TP316L SMLS, ANY MFG BY DESCRP
3439002159 | ACTIVE | 03012216 | 03012216 | 4 | EA | ELEC/INS | CONNECTOR, CABLE, FEMALE HALF, 2EA/BX, 1/0-3/0 CABLE AWG, TWECO PROCUCTS, 2-WPC-R
3439000294 | ACTIVE | 03012216 | 03012216 | 37 | EA | ELEC/INS | CONNECTOR, CABLE, SINGLE BALL-POINT, MALE HALF, (2EA/BX), 1/0-3/0 AWG, TWECO PRODUCTS, 2-WPC-P
5930233340 | ACTIVE | 33333333 | 03012217 | 2 | EA | ELEC/INS | SWITCH, TEMPERATURE, OEM, 125/250 V, 15 A, 6 FT, 100-400 DEG F, UNITED ELECTRIC CONTROLS, E402-3BS
5930229124 | ACTIVE | 03012221 | 03012221 | 1 | EA | ELEC/INS | SWITCH, PRESSURE, OEM, 20 PSI, UCC, 353302-1
4730111483 | ACTIVE | 03012301 | 03012301 | 10 | EA | MECH | TEE, PIPE, GALV STL,1-1/4", SCH 40, ANY MFG., BY DESCRP
4730110022 | ACTIVE | 03012301 | 03012301 | 17 | EA | MECH | TEE, PIPE, GALV STL, 1", 150 LB, SCH 40, ANY MFG., BY DESCRP
4730112721 | ACTIVE | 03012301 | 03012301 | 2 | EA | MECH | TEE, PIPE, GALV STL, 3/4", SCH 40, ANY MFG., BY DESCRP
4730109156 | ACTIVE | 03012301 | 03012301 | 6 | EA | MECH | TEE, PIPE, GALV STL, 1/2", SCH 40, ANY MFG., BY DESCRP
4730110220 | ACTIVE | 03012301 | 03012301 | 16 | EA | MECH | TEE, PIPE, GALV STL,1/4", SCH 40, ANY MFG, BY DESCRP
4730112440 | ACTIVE | 03012302 | 03012302 | 9 | EA | MECH | TEE, PIPE, GALV STL, 1-1/2", SCH 40, ANY MFG., BY DESCRP
5305145954 | ACTIVE | 03012303 | 03012303 | 75 | EA | MECH | SCREW, MACHINE, #10-32 X 3", RND/SLOTTED, BRS
5305143777 | ACTIVE | 33333333 | 03012303 | 112 | EA | MECH | SCREW, MACHINE, #10-32 X 2", RND/SLOTTED, BRS
5305146036 | ACTIVE | 03012303 | 03012303 | 154 | EA | MECH | SCREW, MACHINE, #10-32 X 1-1/2", RND/SLOTTED, BRS, ANY MFG, BY DESCRP
5305146283 | ACTIVE | 03012303 | 03012303 | 85 | EA | MECH | SCREW, MACHINE, #10-32 X 3/4", RND/SLOTTED, BRS
5305144544 | ACTIVE | 33333333 | 03012303 | 50 | EA | MECH | SCREW, MACHINE, #10-32 X 1", RND/SLOTTED, BRS
5305150384 | ACTIVE | 99999999 | 03012303 | 443 | EA | MECH | SCREW, MACHINE, #10-32 X 1-1/4", RND/SLOTTED, BRS
5305147976 | ACTIVE | 03012303 | 03012303 | 100 | EA | MECH | SCREW, MACHINE, #10-32 X 1/2", RND/SLOTTED, BRS
5330211300 | ACTIVE | 33333333 | 03012304 | 4 | ST | MECH | PACKING, RING, STEAM, 1-3/8"ID X 2-1/8"OD X 3/8"W, 6 PCS/ST, NON-ASB, ATWOOD MORRILL, 25781-045, NO SUB)WU:A-M 8" CHECK VLV, NON-RTN VLVS, U-1&4
5330195016 | ACTIVE | 03012304 | 03012304 | 4 | EA | MECH | SEAL, VALVE, GRAFOIL 3"ID X 3-3/4"OD X 3/16"W, CONTROL COMPONENTS, 120811002
5977263119 | ACTIVE | 03012305 | 03012305 | 1 | EA | ELEC/INS | HOLDER, BRUSH, OEM, GENERAL ELECTRIC, 155C7052G03
5977262764 | ACTIVE | 99999999 | 03012305 | 36 | EA | ELEC/INS | BRUSH, ELECTRICAL, MTR, CARBON, 2-1/4"L, 1-1/2"W, 5/8"THK, GENERAL ELECTRIC CO., 118V345-1, WU: COAL CONVEYOR
5305149212 | ACTIVE | 03012309 | 03012309 | 101 | EA | MECH | SCREW, MACHINE, #10-24 X 1/2", RND/SLOTTED, 316 SS
5305153818 | ACTIVE | 99999999 | 03012309 | 121 | EA | MECH | SCREW, MACHINE, #10-24 X 3/4", RND/SLOTTED, 316 SS
5305152968 | ACTIVE | 03012309 | 03012309 | 25 | EA | MECH | SCREW, MACHINE, #10-24 X 3/8", RND/SLOTTED, 316 SS
5975261685 | ACTIVE | 33333333 | 03012311 | 10 | EA | ELEC/INS | CONNECTOR, FLEX CONDUIT, 45 DEG, LIQUIDTITE, 3/4" MNPT, STL, NON-INSUL, (DO NOT SUBSTITUTE),THOMAS & BETTS, 5343
5975263145 | ACTIVE | 33333333 | 03012311 | 12 | EA | ELEC/INS | CONNECTOR, FLEX CONDUIT, 90 DEG, LIQUIDTITE, 3/4"MNPT, STL, (DO NOT SUBSTITUTE), THOMAS & BETTS, 5253
5975260638 | ACTIVE | 33333333 | 03012311 | 12 | EA | ELEC/INS | CONNECTOR, FLEX CONDUIT, LIQUIDTITE, 3/4" MNPT, STL, STR, (DO NOT SUBSTITUTE), THOMAS & BETTS, 5333
0100002122 | ACTIVE | 33333333 | 03012314 | 4 | EA | MECH | ELBOW, PIPE, CARBON STEEL, SA105, 90 DEG, NPS 2", 9000 LB, SOCKET WELD, ANY MFG BY DESC
0100002120 | ACTIVE | 03012314 | 03012314 | 4 | EA | MECH | ELBOW, PIPE, CARBON STEEL, SA105, 90 DEG, NPS 1-1/2", 9000 LB, SOCKET WELD, ANY MFG BY DESC
8415000747 | ACTIVE | 03012314 | 03012314 | 4 | EA | SAFETY | OVERALLS, BIB/NO FLY, MED, NYL, YEL, NEESE IND., 35BTYM, PANTS FOR RUBBER RAIN SUIT
3439001029 | ACTIVE | 03012316 | 03012316 | 33 | LB | TOOL | ROD,BRAZING,BARE BRONZE,3/32 IN,36 IN,ANY MFG,BY DESCRP
0000000099 | ACTIVE | 33333333 | 03012319 | 4 | EA | MECH | FILTER,OIL,CARQUEST,85826
0000000093 | ACTIVE | 33333333 | 03012319 | 3 | EA | MECH | FILTER,OIL,CARQUEST,85791
0000000085 | ACTIVE | 33333333 | 03012319 | 1 | EA | MECH | FILTER,OIL,CARQUEST,85758
0000000095 | ACTIVE | 33333333 | 03012319 | 1 | EA | MECH | FILTER,OIL,CARQUEST,85794
0000000063 | ACTIVE | 33333333 | 03012320 | 3 | EA | MECH | FILTER, OIL, CARQUEST, 85495
0000000094 | ACTIVE | 33333333 | 03012320 | 5 | EA | MECH | FILTER,OIL,CARQUEST,85792
0100005619 | ACTIVE | 03012320 | 03012320 | 2 | EA | MECH | FILTER, OIL, FILTER SUPPLY, P555680, WU:1&2 BH AIR COMPRESSORS
0000000053 | ACTIVE | 33333333 | 03012320 | 4 | EA | MECH | FILTER, OIL, CARQUEST, 85407
0000000080 | ACTIVE | 33333333 | 03012320 | 4 | EA | MECH | FILTER, OIL, CARQUEST, 85742
0000000065 | ACTIVE | 33333333 | 03012320 | 3 | EA | MECH | FILTER, OIL, CARQUEST, 85515
0000000040 | ACTIVE | 33333333 | 03012321 | 2 | EA | MECH | FILTER, OIL, CARQUEST, 85197
0000000102 | ACTIVE | 33333333 | 03012324 | 4 | EA | MECH | FILTER,OIL,CARQUEST,85970
0000000117 | ACTIVE | 33333333 | 03012324 | 7 | EA | MECH | FILTER,AIR,CARQUEST,87098
5975260802 | ACTIVE | 03012401 | 03012401 | 5 | EA | ELEC/INS | BUSHING, GROUNDING, 1-1/2" INSUL, STEEL CITY DIV, BG 805, WU: ELECT SUPPLIES
5975258467 | ACTIVE | 03012401 | 03012401 | 4 | EA | ELEC/INS | BUSHING, CONDUIT, NON-INSULATED, IR, 1-1/2" FNPT, APPLETON, BU-150
5975264143 | ACTIVE | 03012401 | 03012401 | 15 | EA | ELEC/INS | BUSHING, CONDUIT, INSUL, PLASTIC, 2" MNPT, O.Z. GEDNEY CO, BB200
5310153258 | ACTIVE | 03012405 | 03012405 | 5 | EA | MECH | NUT, OEM, GENERAL ELECTRIC, U614X000P0210
5310156384 | ACTIVE | 03012405 | 03012405 | 5 | EA | MECH | NUT, OEM, GENERAL ELECTRIC, U614X000P0212, GE TURBINES 170X650,170X763,170X764, UNITS 1, 3 & 4
5310161160 | ACTIVE | 99999999 | 03012405 | 4 | EA | MECH | NUT, OEM, GENERAL ELECTRIC, U613X000P0216
5310154298 | ACTIVE | 03012405 | 03012405 | 13 | EA | MECH | NUT, OEM, GENERAL ELECTRIC, U613X000P0212, WU:GE TURBINES 170X650,763,764, CASING UPPR A U-1,3.4; UPPR B U-3,4,
5975268466 | ACTIVE | 03012407 | 03012407 | 76 | EA | ELEC/INS | NUT, LOCK, CONDT/RIG, 3/4", AL, ANSI, APPLETON, BL75A
5310159479 | ACTIVE | 03012407 | 03012407 | 10 | EA | ELEC/INS | NUT, LOCK, CONDUIT/RIGID, 1-1/2", MALLEABLE IRON, ANY MFG, BY DESCRP
5975262691 | ACTIVE | 03012407 | 03012407 | 9 | EA | ELEC/INS | NUT, LOCK, CONDT/RIG, 2", MALLEABLE IR, THOMAS & BETTS COMPANY, 146
5975262212 | ACTIVE | 03012407 | 03012407 | 9 | EA | ELEC/INS | NUT, LOCK, CONDT, 1-1/4", MALLEABLE IR, STEEL CITY DIV, LN104
5975257600 | ACTIVE | 03012407 | 03012407 | 6 | EA | ELEC/INS | NUT, LOCK, CONDT/RIG, 1", MALLEABLE IR, ANSI, ANY MFG BY DESCRP
5975263624 | ACTIVE | 03012407 | 03012407 | 14 | EA | ELEC/INS | NUT, LOCK, CONDT, 1/2", MALLEABLE IR, STEEL CITY DIV, LN101
5975259606 | ACTIVE | 03012407 | 03012407 | 3 | EA | ELEC/INS | NUT, LOCK, CONDT, 3/4", MALLEABLE IR, STEEL CITY, LN 102
5975268458 | ACTIVE | 99999999 | 03012407 | 34 | EA | ELEC/INS | NUT, LOCK, CONDT/RIG, 1", AL, ANSI, ANY MFG BY DESCRP
3020052043 | ACTIVE | 03012408 | 03012408 | 2 | EA | MECH | SPROCKET, DRIVE, CHAIN, 2-7/8" BORE, KEYWAY SIZE 3/4", 1" PITCH, OLD STYLE, 32 TEETH, MORSE CHAIN/BORG-WARNER, P-32T-115, WU:G-D BLWR, MDL 1
0100005012 | ACTIVE | 33333333 | 03012409 | 12 | EA | MECH | PLATE, LEVELING (ROCKER), FOR 8" JHJ, KINGBURY, THRUST BEARING, 264045-001-R,LOWER, WU: UNITS 3&4 BOILER FEED PUMP
2825004654 | ACTIVE | 99999999 | 03012413 | 2 | EA | MECH | TEETH, SEAL, GENERAL ELECTRIC, U316D015T0003, WU:GE TURBINES 170X763/764, SEQ 062F, BRNG TILT PAD, TERM 2, U-3&4
5330199554 | ACTIVE | 03012414 | 03012414 | 2 | EA | MECH | GASKET, FULL FACE, 16" X 1/16"THK, 150#, NON-ASBESTOS, THE ANCHOR PACKING CO, BY DESCRP
5330202663 | ACTIVE | 03012417 | 03012417 | 6 | LB | MECH | PACKING, BULK, 3/16", NON-ASB, ANCHOR PACKING CO, BY DESCRP
5330206516 | ACTIVE | 33333333 | 03012417 | 10 | LB | MECH | PACKING, BULK, SQUARE, 5/16", NON-ASB, ANCHOR PACKING CO., BY DESCRP
5330206524 | ACTIVE | 03012417 | 03012417 | 20 | LB | MECH | PACKING, BULK, 7/16", NON-ASB, ANCHOR PACKING CO., BY DESCRP
4530001165 | ACTIVE | 03012418 | 03012418 | 15 | EA | MECH | ARM, BLADE/SECONDARY, 6, 10-1/2 IN, PLASTIC, LONG, MARTIN ENGINEERING CO., 30262-L, WU: CONVYR CLEANING
4530001181 | ACTIVE | 33333333 | 03012418 | 14 | EA | MECH | BLADE, STNLESS STL, MARTIN ENGINEERING CO., 30340
4820124354 | ACTIVE | 03012420 | 03012420 | 4 | EA | MECH | VALVE, GATE, RISING STEM, 2", FS, SCKTWLD, 800#/850 DEG F/2000 WOG, NON-ASB, VOGT, SW12111
0000000081 | ACTIVE | 33333333 | 03012421 | 3 | EA | MECH | FILTER,OIL,CARQUEST,85748
0000000119 | ACTIVE | 33333333 | 03012422 | 2 | EA | MECH | FILTER,AIR,CARQUEST,87122
8430000078 | ACTIVE | 03012424 | 03012424 | 4 | PR | SAFETY | BOOTS, SAFETY, MENS 7, STL TOE, BATA IND. BOOT, 861027
5133000660 | ACTIVE | 03012501 | 03012501 | 8 | EA | TOOL | BIT, DRILL, JOBBER, 11/32", 4-3/4"L, HIGH SPEED STL, STRT, DYNA SYSTEMS, 801-3-1900
5133000389 | ACTIVE | 03012501 | 03012501 | 8 | EA | TOOL | BIT, DRILL, JOBBER, 23/64", 4-7/8"L, HIGH SPEED STL, STRT, DYNA SYSTEMS, 804-3-2000
5133000090 | ACTIVE | 03012501 | 03012501 | 10 | EA | TOOL | BIT, DRILL, JOBBER, 21/64", 4-5/8"L, HIGH SPEED STL, STRT, DYNA SYSTEMS, 801-3-1800
5133000728 | ACTIVE | 03012501 | 03012501 | 15 | EA | TOOL | BIT, DRILL, JOBBER, 19/64", 4-3/8"L, HIGH SPEED STL, STRT, DYNA SYSTEMS, 801-3-1600
5133000470 | ACTIVE | 03012501 | 03012501 | 18 | EA | TOOL | BIT, DRILL, JOBBER, 9/32", 4-1/4"L, HIGH SPEED STL, STRT, DYNA SYSTEMS, 801-3-1500
5133000173 | ACTIVE | 03012501 | 03012501 | 35 | EA | TOOL | BIT, DRILL, JOBBER, 5/16", 4-1/2"L, HIGH SPEED STL, STRT, DYNA SYSTEMS, 801-3-1700
5133000835 | ACTIVE | 03012501 | 03012501 | 13 | EA | TOOL | BIT, DRILL, JOBBER, 17/64", 4-1/8"L, HIGH SPEED STL, STRT, DYNA SYSTEMS, 801-3-1400
5133000843 | ACTIVE | 03012501 | 03012501 | 44 | EA | TOOL | BIT, DRILL, JOBBER, 1/4", 4"L, HIGH SPEED STL, STRT, DYNA SYSTEMS, 801-3-1300
5133000405 | ACTIVE | 03012501 | 03012501 | 18 | EA | TOOL | BIT, DRILL, JOBBER, 15/64", 3-7/8"L, HIGH SPEED STL, STRT, DYNA SYSTEMS, 801-3-1200
5133000280 | ACTIVE | 03012501 | 03012501 | 12 | EA | TOOL | BIT, DRILL, JOBBER, 7/32", 3-3/4"L, HIGH SPEED STL, STRT, DYNA SYSTEMS, 801-3-1100
3990000055 | ACTIVE | 03012502 | 03012502 | 9 | EA | MECH | SHAFT, GATE, 1-1/8"DIA, 22.380"L, 303 SS, UCC, 404157, WU:UCC ASH HANDLING SYS, ROTARY UNLOADER & NUVAFEEDER
4320091012 | ACTIVE | 03012507 | 03012507 | 1 | EA | MECH | CYLINDER, OEM, MILTON ROY CO, 281-0173-298, WU: M-R ACID PUMP
5330181891 | ACTIVE | 03012507 | 03012507 | 10 | EA | MECH | O-RING, CONTROL SPOOL, MILTON ROY CO, 408-0109-082
5330219725 | ACTIVE | 03012507 | 03012507 | 2 | EA | MECH | O-RING, LOCKNUT, 7/8"ID X 1-7/16", MILTON ROY CO, 408-9998-151
5330206862 | ACTIVE | 03012507 | 03012507 | 1 | EA | MECH | O-RING, 460, 15-1/2"ID X 1/4, ETHYL PROPYLENE RUBR, NATIONAL OIL SEAL DIV OF, 460
5330222364 | ACTIVE | 03012507 | 03012507 | 4 | EA | MECH | O-RING, MILTON ROY CO, 408-0068-095
5330185272 | ACTIVE | 03012507 | 03012507 | 3 | EA | MECH | O-RING, 5-1/4"ID X 3/16, BUNA-N, THE ANCHOR PACKING CO, BY DESCRP; WU: JOHNSTON VERT PUMP TYP B, 36"X14", S/N TH1423. #3&4 CONDSAT
5350000203 | ACTIVE | 03012509 | 03012509 | 15 | EA | TOOL | ABRASIVE, SHEET, CLOTH/EMERY, 9"W, 11"L, 60 GRIT, ANY MFG, BY DESCRP
5350000153 | ACTIVE | 33333333 | 03012509 | 7 | EA | TOOL | ABRASIVE, SHEET, CROCUS CLOTH, 9"W, 11"L, ARC ABRASIVES, INC, BY DESCRP
5350000120 | ACTIVE | 03012509 | 03012509 | 32 | EA | TOOL | ABRASIVE, SHEET, CLOTH/EMERY/MED, 9"W, 11"L, 150 GRIT, ANY MFG, BY DESCRP
5350000047 | ACTIVE | 03012509 | 03012509 | 100 | EA | TOOL | ABRASIVE, SHEET, CLOTH/EMERY/FINE, 9"W, 11"L, 320 GRIT, ANY MFG, BY DESCRP
5350000070 | ACTIVE | 03012509 | 03012509 | 28 | EA | TOOL | ABRASIVE, SHEET, SANDPAPR, 120 GRIT, CARBORUNDUM CO, BY DESCRP
4730118991 | ACTIVE | 03012511 | 03012511 | 13 | EA | MECH | ELBOW, PIPE, SA105, 90 DEG, NPS, 2", 3000 LB, SOCKET WELD, ANY MFG BY DESCRP
5925230657 | ACTIVE | 33333333 | 03012512 | 1 | EA | ELEC/INS | BREAKER, CIRCUIT, MAG/THERM, 600 V, 40 A, 3 POLE, FD FRAME, ABB POWER T&D CO., FD3040L
5925230376 | ACTIVE | 33333333 | 03012512 | 2 | EA | ELEC/INS | BREAKER, CIRCUIT, MAG/THERM, 600 V, 15 A, 3 POLE, CUTLER-HAMMER, FD3015L
5925230319 | ACTIVE | 99999999 | 03012512 | 2 | EA | ELEC/INS | BREAKER, CIRCUIT, MAG/THERM, 240 V, 30 A, 3 POLE, ABB POWER T&D CO., EB3030
5995000212 | ACTIVE | 03012512 | 03012512 | 2 | EA | ELEC/INS | STATION, PUSHBUTTON, THREE-ELEM, CUTLER-HAMMER, INC, 10250H5301
4730111517 | ACTIVE | 03012513 | 03012513 | 5 | EA | MECH | TEE, PIPE, SA105 FS, SCKTWELD, 2", 3000 LB, ANY MFG, BY DESCRP
4730105949 | ACTIVE | 03012513 | 03012513 | 4 | EA | MECH | COUPLING, PIPE, FS, SA105, SCKTWELD, NPS 2", 3000 LBS, ANY MFG, BY DESCRP
5935234723 | ACTIVE | 03012516 | 03012516 | 3 | EA | ELEC/INS | RECEPTACLE, DPLX, 20 A, IVORY, 3 W, HARVEY HUBBELL, INC, 5362-I
9510000368 | ACTIVE | 03012516 | 03012516 | 3 | EA | STRUC | ROD,THREADED,ZINC PLTD STL,5/16 IN,36 IN,B7 GR, ANY MFG, BY DESCRP
5935233139 | ACTIVE | 33333333 | 03012516 | 62 | EA | ELEC/INS | RECEPTACLE, DPLX, 125 V, 20 A, 5-20R, BRN, HARVEY HUBBELL, INC, 5352
5350000195 | ACTIVE | 33333333 | 03012517 | 2 | EA | TOOL | ABRASIVE, ROLL, 180 GRIT, CLOTH/EMERY, 2"W, ANY MFG, BY DESCRP
5350000187 | ACTIVE | 03012517 | 03012517 | 13 | RO | TOOL | ABRASIVE, ROLL, 320 GRIT, CLOTH/EMERY, 2"W, 50 YD L, ANY MFG, BY DESCRP
5350000146 | ACTIVE | 03012517 | 03012517 | 3 | EA | TOOL | ABRASIVE, ROLL, 220 GRIT, CLOTH/EMERY, 2"W, 50 YD L, ANY MFG, BY DESCRP
5350000104 | ACTIVE | 03012519 | 03012519 | 3 | EA | TOOL | ABRASIVE, ROLL, 400 GRIT, CLOTH/EMERY, 2"W, 50 YD L, ANY MFG, BY DESCRP
6685367168 | ACTIVE | 03012522 | 03012522 | 3 | EA | MECH | FLAPPER, FISHER CNTRLS, 1J416241132, WU:FISHER TYPE 2502, LEVEL CONTROLLER, SO2
5975257998 | ACTIVE | 33333333 | 03012523 | 1 | EA | ELEC/INS | BOX, ELECTRICAL, JCTN,12"W, 12"L, 8"D, CIRCLE A-W PRODUCTS, 12128SC
0100005586 | ACTIVE | 03012524 | 03012524 | 100 | FT | ELEC/INS | CONDUIT, FLEXIBLE, LIQUID-TITE, 100 FT L, 1/2 IN, UA/LA, HIGH TEMP 150C, CED, ATX11
5330215731 | ACTIVE | 03012604 | 03012604 | 1 | EA | MECH | GASKET, SENSOR, 4-1/4"ID X 5-1/4"OD X 1/8"THK, NON-ASBESTOS, UNITED CONVEYOR CORP, 408580-2, WU: UCC FLYASH & BOTTOM ASH SYS, U3&4
5330193144 | ACTIVE | 03012604 | 03012604 | 64 | EA | MECH | GASKET, RING, 1/2"ID X 3/4"OD, ROUND, COPPER/CERAMIC, NON-ASBESTOS, UNITED CONVEYOR CORP, 408221-1, WU:FLYASH DIFFUSER FEEDS 5-1512 & 5-1512-97
5330215608 | ACTIVE | 03012608 | 03012608 | 1 | EA | MECH | GASKET, NON-ASBESTOS, UNITED CONVEYOR CORP, 40819, WU: UCC FLYASH & BOTTOM ASH SYSTEM, UNITS 3 & 4
5330215749 | ACTIVE | 03012608 | 03012608 | 4 | EA | MECH | GASKET, CYLINDER, 10", NON-ASBESTOS, UNITED CONVEYOR CORP, 4317, WU:UCC 10" HYDRAULIC CYLINDER, TYPE 2-4301-14, U-1,2,3,4
5330215582 | ACTIVE | 03012608 | 03012608 | 5 | EA | MECH | GASKET, NON-ASBESTOS, UNITED CONVEYOR CORP, 408163, WU: UCC FLYASH & BOTTOM ASH SYSTEM, UNITS 3 & 4
5925230715 | ACTIVE | 33333333 | 03012613 | 1 | EA | ELEC/INS | BREAKER, CIRCUIT, MOLDED CASE, 600 V, 150 A, 3 POLE, TFJ FRAME, TERM SCR, GENERAL ELECTRIC CO., TFJ236150WL
6105290875 | ACTIVE | 99999999 | 03012614 | 1 | EA | ELEC/INS | MOTOR, PUMP, ELECTRIC, 1/2 HP, 1725 RPM, BA56 FR, 208-230/460 V, CENTURY, H273-ESX
6105289182 | ACTIVE | 99999999 | 03012614 | 1 | EA | ELEC/INS | MOTOR, TRANSFRMR, ELECT, TYPE CX, TE , 1/6 HP, 1140/960 RPM, H48Y FR, 208/230V, 1PH, 60/50, 1.1A, AO SMITH, AOFSE1016SV1-ESX, WU:WEST LOAD CENTE
5970252895 | ACTIVE | 03012617 | 03012617 | 7 | EA | OFF/JAN | TAPE, FIBERGLASS CLOTH, 3/4, THREE M, 27-3/4 X 66
0100005752 | ACTIVE | 03012618 | 03012618 | 480 | PR | SAFETY | LINER, WINTER GLOVE, LARGE, SYN BLEND STRING KNIT, COTTON/PLYSTR, WHT CUFF, STD WEIGHT, REVERSIBLE (9.4"X3.6"), FISHER, 19-050-145
5925230939 | ACTIVE | 99999999 | 03012622 | 3 | EA | ELEC/INS | CONTACT,STA ARCING,ABB POWER T&D,501B812G01,WU:METAL-CLAD SWITCHGEAR, SO2, U-1,2,3,4
0100002029 | ACTIVE | 03012623 | 03012623 | 17 | EA | MECH | ELEMENT, FILTER, AIR, PURGE, TELEDYNE MONITOR, 820202, CEMS, MASS FLOW METER (BX/16EA)
4710097876 | ACTIVE | 03012624 | 03012624 | 248 | FT | MECH | TUBING, REFRIGERATION, 1/2" OD, SOFT CU, SMLS, ANY MFG, BY DESCRP, (50 FT/RO)
4730103050 | ACTIVE | 03012701 | 03012701 | 2 | EA | MECH | CAP, PIPE, 3" NPS, SW, FS, SA105, 3000 LB, ANY MFG, BY DESCRP
4730114040 | ACTIVE | 03012701 | 03012701 | 4 | EA | MECH | UNION, PIPE, 3" NPS, SA105, THDED NPT, 3000 LB, ANY MFG, BY DESCRP
4730123777 | ACTIVE | 03012701 | 03012701 | 4 | EA | MECH | TEE, PIPE, CS, 3", THDED, 150 LB, ANY MFG, BY DESCRP
4730103498 | ACTIVE | 33333333 | 03012701 | 2 | EA | MECH | COUPLING, PIPE, FS, SA105, SCKTWELD, NPS 3", 3000#, ANY MFG, BY DESCRP
4730119551 | ACTIVE | 03012701 | 03012701 | 4 | EA | MECH | PLUG, PIPE, 3" MNPT, FS, SA105, HEX HD, 6000 LB, ANY MFG, BY DESCRP
5365215010 | ACTIVE | 99999999 | 03012704 | 8 | EA | MECH | RING, RETAINING, LOCK, GENERAL ELECTRIC, U538P312MGAN1
5305146291 | ACTIVE | 33333333 | 03012705 | 9 | EA | MECH | BOLT, GENERAL ELECTRIC, U624P208L0850, WU ; GE TURBINES, UNITS 1,3,4
5305154188 | ACTIVE | 99999999 | 03012705 | 10 | EA | MECH | BOLT, OEM, WU:GE TRBNS 170X650,170X763,170X764, SEQ 693F, CMBND REHEAT VLV,U1,3,4
5305154279 | ACTIVE | 03012705 | 03012705 | 30 | EA | MECH | BOLT, SHOULDER, OEM GE 199A7159P0001
4820125021 | ACTIVE | 03012707 | 03012707 | 1 | EA | MECH | VALVE, CHECK, PISTON, 1", FS BODY, THD, 2000 WOG PSI/600 PSI, CAST STELLITE, NON-ASB, EDWARDS & CO., 36170
4820126193 | ACTIVE | 03012707 | 03012707 | 1 | EA | MECH | VALVE, BALL,1/4", SS, SCKTWLD, SA351 CF8M BODY, 1000 PSI WOG, SA276 TP316L BALL, NON-ASB, WORCESTER, 466T, WU:BOILER H2O TREATMENT LAB, U1-4
4820127324 | ACTIVE | 03012707 | 03012707 | 4 | EA | MECH | VALVE, GLOBE, 1/2", FS BODY, SCKTWLD, 800 CLASS, NON-ASB, ASME/ANSI B16.34, YARWAY, 5500WT03
4820125674 | ACTIVE | 03012707 | 03012707 | 4 | EA | MECH | VALVE, BALL, 1/4", SS, SA351 CF8M BODY, THD, ANSI 600 CLASS, SA276 TP316L BALL, NON-ASB, 3000 SERIES, APOLLO, 76-101-01
4820119958 | ACTIVE | 03012707 | 03012707 | 1 | EA | MECH | VALVE, BALL, 3/8", SS, SA351 CF8M BODY, THDED, 2000 PSI, SA76 TP316L BALL, ANSI 600 CLASS, NON-ASB, NIBCO INC, T-560
4810127425 | ACTIVE | 03012707 | 03012707 | 22 | EA | MECH | VALVE, BALL, 3/4", BRZ BODY, FNPT, 400 PSI WOG, SS BALL, NON-ASB, APOLLO PRECISION VALVE, 70-144-01
4820124263 | ACTIVE | 03012707 | 03012707 | 2 | EA | MECH | VALVE, BALL, 1/2", BRS BODY, THDED, 316SS BALL & TRIM, 600# WOG, NON-ASB, APOLLO, 70-143-15
4820124313 | ACTIVE | 03012707 | 03012707 | 3 | EA | MECH | VALVE, BALL, 2 PIECE, 1/2", CS, SA216WCB BODY, THD, 1500 PSI, SA276 CS BALL, NON-ASB,ANSI 600 CLASS, APOLLO PRECISION VALVE, 73-103-01
4820124909 | ACTIVE | 03012707 | 03012707 | 3 | EA | MECH | VALVE, BALL, 1/2", BRS, THDED, BRS BALL & STEM, 600# WOG, NON-ASB APOLLO, 70-103-01,
6640000334 | ACTIVE | 33333333 | 03012708 | 6 | EA | MECH | FAUCET, QUICK SERVICE, POLY/POLYSTRYRENE, COLE-PARMER INSTR, 606101, WU:COLLAPSIBLE CONTAINERS
5950248590 | ACTIVE | 03012709 | 03012709 | 1 | EA | ELEC/INS | COIL,MAG,GOULD, INC., CORPORATE,G10C126,WU:SERIES 5600 ELECTRIC MOTOR CONTROL CENTER CP/WW UNITS 3&4
5950248582 | ACTIVE | 03012710 | 03012710 | 1 | EA | ELEC/INS | TRANSFORMER, CONTROL, MACHINE TOOL, 150 kVA, 240/480 AC V, A,TELEMECANIQUE, D23T4115
4820118547 | ACTIVE | 99999999 | 03012711 | 1 | EA | MECH | VALVE, RELIEF, SAFETY, 3/4", BRZ BODY, 150 PSI, NON-ASB, DRESSER IND. VALVE, 2478D-XDA1
4820124677 | ACTIVE | 03012711 | 03012711 | 1 | EA | MECH | VALVE, RELIEF, SAFETY, 1/2", BRS BODY, 661 LB, 5 PSI, 115 PSI, NON-ASB, CONSOLIDATED VALVE IND., 1543D
4820126763 | ACTIVE | 03012711 | 03012711 | 1 | EA | MECH | VALVE, RELIEF, SAFETY, 1/2"X 3/4", THDED, 712 LB, 5 PSI BLOWDOWN, NON-ASB, 125 PSI, DRESSER IND. VALVE, 1543D
5935235357 | ACTIVE | 03012713 | 03012713 | 6 | EA | ELEC/INS | JACK, BANANA, 1 K V, 15 A, RED, NYL, G. C. ELECTRONICS CO., 33-186BU
5935235365 | ACTIVE | 03012713 | 03012713 | 15 | EA | ELEC/INS | JACK, BANANA, 1 K V, 15 A, BLK, NYL, G. C. ELECTRONICS CO., 33-188-BU
5935233535 | ACTIVE | 03012713 | 03012713 | 7 | EA | ELEC/INS | PLUG, BANANA, RED, INSULATED/SOLDERLESS, 15 AMP/0.010 OHMS, 16 AWG, NYL, NEWARD ELEMENT, 39F1531
5935235472 | ACTIVE | 03012713 | 03012713 | 4 | EA | ELEC/INS | JACK, BANANA, INSULATED TIP, 0.080", THDED, BLK, NYL BODY/PAN MNT, E.F. JOHNSON CO, 105-0603
5935235464 | ACTIVE | 03012713 | 03012713 | 4 | EA | ELEC/INS | JACK, BANANA, INSULATED TIP, 0.080", THDED, RED, NYL BODY/PAN MNT, E.F. JOHNSON CO, 105-0602
5935232891 | ACTIVE | 03012713 | 03012713 | 12 | EA | ELEC/INS | PLUG, BANANA, BLK, INSULATED/SOLDERLESS, 15 AMP/0.010 OHMS,16 AWG, NYL, E.F. JOHNSON CO, 108-0303-001
4820122937 | ACTIVE | 03012715 | 03012715 | 8 | EA | MECH | VALVE, BALL, 3/4", SS, THD, SA351 CF8M BODY, ANSI 600 CLASS, SA276 TP316L BALL, 2 PC, NON-ASB, APOLLO, 76-104-01A
4820123174 | ACTIVE | 03012715 | 03012715 | 5 | EA | MECH | VALVE, BALL, 1/2", SS BODY CF8M, THD, 150 PSI, UNIBODY, TP316L BALL, NON-ASB, APOLLO, 9610301
0100001511 | ACTIVE | 33333333 | 03012716 | 3 | EA | MECH | BOLT, U BOLT, STANDARD, 3"
5305144916 | ACTIVE | 33333333 | 03012716 | 3 | EA | MECH | BOLT, U BOLT, STD, 1-1/2", WU:BOTTOM ASH 1,2 DEWATERING BINS
5305147711 | ACTIVE | 03012716 | 03012716 | 9 | EA | MECH | BOLT, U BOLT, 5/16" X 2", STD, MILD STL/ZINC PLTD
0100001510 | ACTIVE | 33333333 | 03012716 | 1 | EA | MECH | BOLT, U BOLT, 1-1/4" STD
5305148446 | ACTIVE | 03012716 | 03012716 | 39 | EA | MECH | BOLT, U BOLT, 3/4" STD
5305148776 | ACTIVE | 03012716 | 03012716 | 44 | EA | MECH | BOLT, U BOLT, 1", STD
5305146853 | ACTIVE | 03012716 | 03012716 | 26 | EA | MECH | BOLT, U BOLT, 1/2", STD
5920227898 | ACTIVE | 03012805 | 03012805 | 5 | EA | ELEC/INS | FUSE, SUBMINIATURE, SUBMINTR, 125 V, 1-1/2 A, VERY FAST ACTING, 10K, LITTLE FUSE, 27301.5
5920226718 | ACTIVE | 99999999 | 03012805 | 10 | EA | ELEC/INS | FUSE, ONE-TIME, CRTG, 125 V, 3 A, TIME-DELAY, LITTLE FUSE, 275003, WU:FLUKE MULTIMETER INST #2
5920229043 | ACTIVE | 03012805 | 03012805 | 6 | EA | ELEC/INS | FUSE, CARTRIDGE, 250 V, 3 A, FAST-ACTING, BUSSMAN MFG, BY DESCRP, WU:CYBEREX STATIC INVERTER MDL 120/25IFB1, U-3&4
5920229456 | ACTIVE | 03012805 | 03012805 | 10 | EA | ELEC/INS | FUSE, CARTRIDGE, 250 V, 10 A, FAST-ACTING, BUSSMAN MFG. CO., ABC10
5920226106 | ACTIVE | 99999999 | 03012805 | 1 | EA | ELEC/INS | FUSE, ONE-TIME, SUBMINTR, 125 V, 5 A, NON-TD, 50 AC/300 DC, LITTLE FUSE, 275.005
5920227435 | ACTIVE | 03012805 | 03012805 | 15 | EA | ELEC/INS | FUSE, CARTRIDGE, 250 V, 15 A, FAST-ACTING, 10K, BUSSMAN MFG. CO., ABC 15
5920228821 | ACTIVE | 03012805 | 03012805 | 26 | EA | ELEC/INS | FUSE, CARTRIDGE, 250 V, 5 A, FAST-ACTING, BUSSMAN MFG. CO., ABC 5
5365208239 | ACTIVE | 03012811 | 03012811 | 4 | EA | MECH | RING, RETAINING, UCC, 40159, WU:OBSERVATION WINDOW
4820122093 | ACTIVE | 03012815 | 03012815 | 2 | EA | MECH | VALVE, BALL, 1/2", 316SS,THD, 2500 PSI, NON-ASB, MARK CONTROLS, SS-E790-12-TT, WU:HIGH PRESSURE HEATER, MARK CONTROLS ONLY ACCEPTABLE MFG.
4820125666 | ACTIVE | 03012815 | 03012815 | 2 | EA | MECH | VALVE, BALL 1/2", SS, SA351 CF8M, FLNGD, 150#, SA276 TP316L BALL, NON-ASB, ANSI 150 CLASS, WORCESTER, AF5166RM150
4820127472 | ACTIVE | 03012815 | 03012815 | 4 | EA | MECH | VALVE, BALL, W/ ACTUATOR, 1", NON-ASB, MARKLYN CONTROL,1-76-6-RT-6; GEMINI B-411D-PMK3-B410
4820124305 | ACTIVE | 03012815 | 03012815 | 2 | EA | MECH | VALVE, BALL, 3 PC, 3/4" FNPT, CS, SA216WCB BODY, SA276 TP316L BALL, NON-ASB, ANSI 600 CLASS, WORCESTER CONTROL, 4446TTSE
4820125641 | ACTIVE | 03012815 | 03012815 | 3 | EA | MECH | VALVE, BALL, 3/4", SS, SA351 CF8M BODY, FLNG 150#, SA276 TP316L BALL, NON-ASB, ANSI 150 CLASS, JAMESBURY, 5150-31-3600TT
4820125591 | ACTIVE | 03012815 | 03012815 | 5 | EA | MECH | VALVE, BALL, 3 PIECE, 1/2", SS, SCKTWLD, SA351 CF8M BODY CF3M ENDS, SA246 TP316L BALL, NON-ASB, ANSI 600 CLASS, JAMESBURY, 4CB-3600-TT
0100006022 | ACTIVE | 03012815 | 03012815 | 1 | EA | MECH | VALVE, BALL, 3PC, 1/2", SS, THRD, SA351 CF8M BODY, 1500 WCP, SA276 TP316L BALL, FULL PORT W/TEFLON SEATS, ANSI 600 CL, NON-ASB, APOLLO, 86A10301
4820123695 | ACTIVE | 03012815 | 03012815 | 2 | EA | MECH | VALVE, BALL, 1", CS, THD, SA105 BDY MTL, ANSI CLASS 600, SA105 BALL, NON-ASB, APOLLO, 73A-105-01
5010004207 | ACTIVE | 03012823 | 03012823 | 34 | EA | MECH | CARTRIDGE, H2O FILTER, 9-3/4"L, CELLULOSE FBR/MELAMINE, 25 MICRON, 3M, RT09F-16G20NN, WU:WATER SUPPLY F/SAFETY SHOWERS
4030000253 | ACTIVE | 03012901 | 03012901 | 12 | EA | TOOL | SHACKLE, ANCHOR, SCREW PIN, 7/8", 6-1/2 TON, CROSBY GROUP, 018515
5925231887 | ACTIVE | 99999999 | 03012902 | 3 | EA | ELEC/INS | CONTACT, ARCING, GENERAL ELECTRIC, 0213X0344C032, WU:GE CIRCUIT BREAKER-MAGNEBLAST, TYPE AM-7.2-500-6H, U-1,3,4
5999276396 | ACTIVE | 03012902 | 03012902 | 1 | EA | ELEC/INS | CONTACT,KIT, AUX/1 NO 1 NC,ALLIS CHALMERS CORP.,25-107-196-801,WU: STOCK ELECTRICAL
5925230723 | ACTIVE | 99999999 | 03012905 | 1 | EA | ELEC/INS | CONTACT,MOVABLE/ARCING,ABB POWER T&D CO.,677C885G01,WU:METAL-CLAD SWITCHGEAR, SO2, U-1,2,3,4
5925230947 | ACTIVE | 99999999 | 03012905 | 3 | EA | ELEC/INS | CONTACT,STA/MAIN,ABB POWER T&D,506A099G01,WU:METAL-CLAD SWITCHGEAR, SO2, U-1,2,3,4
5999281115 | ACTIVE | 99999999 | 03012905 | 3 | EA | ELEC/INS | CONTACT, MOVABLE MAIN, TERM SCR, ABB POWER T&D CO., 665A321G01, WU: WESTINGHOUSE METAL CLAD SWITCHGEAR
5999281040 | ACTIVE | 99999999 | 03012905 | 1 | EA | ELEC/INS | CONTACT,MOVABLE,GENERAL ELECTRIC, K8067076G1, WU: GE EXCITOR REGULATOR SYSTEM
5999280893 | ACTIVE | 99999999 | 03012905 | 1 | EA | ELEC/INS | CONTACT,STA,GENERAL ELECTRIC,K6073075G1,WU: GE EXCITOR REGULATOR SYSTEM
5999269920 | ACTIVE | 03012906 | 03012906 | 5 | EA | MECH | CLIP, GRND, STL LEAD, 100 AMP, MUELLER ELECTRIC COMPANY, BU11APU
5940239972 | ACTIVE | 33333333 | 03012906 | 3 | EA | ELEC/INS | CLIP, 75 AMP, #25C, MUELLER ELECT, PC-4, WU: ELECTRICAL TESTING APARATUS, U-3
5940239311 | ACTIVE | 03012906 | 03012906 | 34 | EA | ELEC/INS | CLIP, ALLIGATOR, COMP, 2", MUELLER ELEC, 60-S
9905000015 | ACTIVE | 03012908 | 03012908 | 250 | EA | OFF/JAN | PROTECTOR,SHEET,VINYL PLASTIC,7-1/2 IN L,4 IN W,BRADYS CORP,BRADY 81764,(10 EA/PK)
5330180604 | ACTIVE | 03012912 | 03012912 | 2 | EA | MECH | GASKET, STANDPIPE, ROUND, PLASTICIZED RUBBER, NON-ASBESTOS, US PIPE & FOUNDRY, H65, WU 001 FIRE PROTECTION, HYDRANT 205
4810122111 | ACTIVE | 99999999 | 03012912 | 1 | EA | MECH | FACE, VALVE, DRAIN, AMERICAN FOUNDRY & MFG. C, 27
5330200295 | ACTIVE | 99999999 | 03012912 | 10 | EA | MECH | GASKET, RETAINING RING, ROUND, NON-ASBESTOS, AMERICAN FOUNDRY & MFG,29
5330200279 | ACTIVE | 03012912 | 03012912 | 15 | EA | MECH | GASKET, SEAT RING/UPPER, FIBER, NON-ASBESTOS, AMERICAN FOUNDRY & MFG,32A
5330183889 | ACTIVE | 03012912 | 03012912 | 6 | EA | MECH | GASKET, FLANGE/CENTER, NON-ASBESTOS, AMERICAN FOUNDRY & MFG, 22, WU: AMERICAN DRY TOP TRAFFIC MODEL COMPRESSION FIRE HYDRANT
5330185405 | ACTIVE | 03012912 | 03012912 | 16 | EA | MECH | O-RING, NEOPRENE, AMERICAN FOUNDRY & MFG. C, 5-AODT
9110000032 | ACTIVE | 03012914 | 03012914 | 5 | GA | CHEM | COMPOUND, PULLING, WIRE, YELLOW 77, 1 GAL CAN, IDEAL IND. INC., 31-351
3439001102 | ACTIVE | 03012915 | 03012915 | 277 | EA | TOOL | ELECTRODE, WELDING, ROD HELIARC,3/32"DIA,ER309/309L,MILL TEST REPORT REQ'D,EA PC MUST BE TAGGED,(10#/CONT), 15EA=1LB,SANVICK, INC.,309,INSPECTION
4730114925 | ACTIVE | 03012920 | 03012920 | 2 | EA | MECH | COUPLING, PIPE, REPAIR, 4" X 12", COMPLETE W/BUNA-N GASKETS, ANY MFG, BY DESCRP, WU:PIPE REPAIR
4020070183 | ACTIVE | 03012923 | 03012923 | 700 | FT | TOOL | ROPE, 1/2"DIA, 100'L, POLYPROYLENE, COIL, ANY MFG, BY DESCRP
4730127729 | ACTIVE | 03013001 | 03013001 | 9 | EA | MECH | FLANGE, PIPE, 2" NPS, SA105, 300 LB, RAISED FACE, SLIP ON, ANY MFG, BY DESCRP
4730127737 | ACTIVE | 03013001 | 03013001 | 1 | EA | MECH | FLANGE, PIPE, SLIP ON, 2-1/2" NPS, SA105, 300 LB, RAISED FACE, ANY MFG BY DESCRP
4730128230 | ACTIVE | 03013001 | 03013001 | 6 | EA | MECH | FLANGE, PIPE, SLIP ON, 2" NPS, SA105, 150 LB, RAISED FACE, ANY MFG, BY DESCRP
4730129980 | ACTIVE | 03013002 | 03013002 | 3 | EA | MECH | FLANGE, PIPE, 2-1/2" NPS, SA105, 300 LB, STD BORE, RAISED FACE, WELD NECK, ANY MFG, BY DESCRP
4730128032 | ACTIVE | 33333333 | 03013002 | 10 | EA | MECH | FLANGE, PIPE, THDED, 2-1/2" NPS, SA105, 150 LB, RAISED FACE, ANY MFG BY DESCRP
4730130020 | ACTIVE | 03013002 | 03013002 | 3 | EA | MECH | FLANGE, PIPE, WELD NECK, 2-1/2" NPS, SA105, 150 LB, STD BORE, RAISED FACE, ANY MFG BY DESCRP
6110294995 | ACTIVE | 03013003 | 03013003 | 2 | EA | ELEC/INS | CONTACT,STD FRNT DECK,300/600 AC - 300 DC V,15 A,TERM SCR,ALLEN-BRADLEY CO.,700-C2, WU: AC RELAY
6110294367 | ACTIVE | 03013003 | 03013003 | 3 | EA | ELEC/INS | CONTACT,STD REAR DECK,10,300/600 AC - 300 DC V,TERM SCR,ALLEN-BRADLEY,700-C1,WU 001 AC RELAY 700-N400A1
0100002815 | ACTIVE | 03013004 | 03013004 | 15 | BX | ELEC/INS | FUSE, ONE-TIME, FAST ACTING, 250 V, 3 A, 5X20 MM, FERRAZ SHAWMUT, GGM3, 5 EA/BX, GLASS BODY
5920232617 | ACTIVE | 03013004 | 03013004 | 24 | EA | ELEC/INS | FUSE, CARTRIDGE, 250 V, 10 A, VERY FAST ACTING, LITTLE FUSE, 322010
5920228003 | ACTIVE | 03013004 | 03013004 | 15 | EA | ELEC/INS | FUSE, CARTRIDGE, 250 V, 1/4 A, FAST-ACTING, BUSSMAN MFG. CO., AGC-1/4
5920229092 | ACTIVE | 03013004 | 03013004 | 7 | EA | ELEC/INS | FUSE, CARTRIDGE, 250 V, 20 A, FAST-ACTING, BUSSMAN MFG. CO.,BY DESCRIP
5920226460 | ACTIVE | 03013004 | 03013004 | 20 | EA | ELEC/INS | FUSE, ONE-TIME, CRTG, 250 V, 6/10 A, FAST-ACTING, BUSSMAN MFG. CO., AGC-6/10
5920228037 | ACTIVE | 03013004 | 03013004 | 25 | EA | ELEC/INS | FUSE, CARTRIDGE, 250 V, 3/4 A, FAST-ACTING, 10K, BUSSMAN MFG. CO., AGC 3/4
5920227682 | ACTIVE | 03013004 | 03013004 | 14 | EA | ELEC/INS | FUSE, CARTRIDGE, 250 V, 3/10 A, FAST-ACTING, 10K, BUSSMAN MFG. CO. ,AGC 3/10
5920227351 | ACTIVE | 03013005 | 03013005 | 3 | EA | ELEC/INS | FUSE, CARTRIDGE, 250 V, 1/2 A, DUAL ELEM/TIME-DELAY, BUSSMAN, FNM-1/2
5920228672 | ACTIVE | 03013005 | 03013005 | 29 | EA | ELEC/INS | FUSE, SUBMINIATURE, 125 V, 5 A, DUAL ELEM/TIME-DELAY, 10K, BUSSMAN MFG. CO., FNA 5
5920226593 | ACTIVE | 03013005 | 03013005 | 15 | EA | ELEC/INS | FUSE, ONE-TIME, CRTG, 125 V, 10 A, DUAL ELEM/TIME-DELAY, 10K, BUSSMAN MFG. CO., FNA-10
5920227609 | ACTIVE | 03013005 | 03013005 | 15 | EA | ELEC/INS | FUSE, CARTRIDGE, 32 V, 10 A, TIME-DELAY, BUSSMAN MFG. CO., MDL 10
5920227476 | ACTIVE | 03013005 | 03013005 | 55 | EA | ELEC/INS | FUSE, CARTRIDGE, 32 V, 30 A, TIME-DELAY, BUSSMAN MFG. CO., MDL 30
5920227146 | ACTIVE | 03013005 | 03013005 | 4 | EA | ELEC/INS | FUSE, CARTRIDGE, 125 V, 3 A, TIME-DELAY, 10K, BUSSMAN MFG. CO., MDX3
5330178426 | ACTIVE | 03013009 | 03013009 | 6 | EA | MECH | GASKET, COVER PLATE/REAR, 13"ID X 13-7/8"OD X 1/16"THK, DURABLA, NON-ASBESTOS, THE DURIRON COMPANY INC., Y22774A
0100001071 | ACTIVE | 33333333 | 03013011 | 4 | EA | SAFETY | DUST, GLOVE, HIGH VOLTAGE, 6 OZ, POWDER, BOTTLE, TEN-FOUR, W.H. SALISBURY, 10-4
5330213645 | ACTIVE | 03013013 | 03013013 | 1 | EA | MECH | O-RING, ALLIS CHALMERS CORP., 4-194-0
5330217042 | ACTIVE | 03013013 | 03013013 | 18 | EA | MECH | O-RING, 4-3/4" ID X 1/8", BUNA-N, THE ANCHOR PACKING CO., BY DESCRP
5330205484 | ACTIVE | 03013013 | 03013013 | 143 | EA | MECH | O-RING, 5/8"ID X 1/8", THE ANCHOR PACKING CO, BY DESCRP
0100004619 | ACTIVE | 33333333 | 03013014 | 2 | EA | MECH | NOZZLE, MACH, IK'S, 3.5"OD, 8" L, (2) JETS 1", DIAMOND POWER, 35274401AR, WU:U1&2 IK7-12, U3&4 IK25-36, U3&4 IK81-84
0100004628 | ACTIVE | 33333333 | 03013014 | 3 | EA | MECH | NOZZLE, MACH, IK, 3.5" OD, 8' L, (2) JETS 1.25", DIAMOND POWER, 35274401AZ, WU:U-3&4 IK13-24
4730127174 | ACTIVE | 03013014 | 03013014 | 3 | AS | MECH | NOZZLE, ASSY, 8"L, W/1-1/4" JET, DIAMOND POWER, 352744-01AZ, WU:D-P SOOTBLOWER MDL IK-525B & IK-545B, U-3&4
4730127554 | ACTIVE | 03013014 | 03013014 | 1 | EA | MECH | NOZZLE, ASSY, 3-1/2" OD, W/OUT DRAIN HOLES, W/ 1 IN NOZ ANG/2 JETS 1" 90 X 90 FLUSH, DIAMOND POWER, 350658-01AH
4730126804 | ACTIVE | 33333333 | 03013014 | 2 | EA | MECH | NOZZLE, 3-1/2", 8"L, (2) 5/8"JETS, DIAMOND POWER 35065801AU, W/MILL CERTS. WU:D-P SOOT BLOWERS MDL IK-525B & IK-545B, U-3&4
4730123967 | ACTIVE | 33333333 | 03013014 | 2 | EA | MECH | NOZZLE, 3/4", 90 DEG, DIAMOND POWER, 350658-01AY, W/MILL CERTS
4730126820 | ACTIVE | 33333333 | 03013014 | 2 | EA | MECH | NOZZLE, ASSY, 3-1/2", 8" L, W/1" JET, DIAMOND POWER, 352744-01AQ, W/MILL CERTS
4730126846 | ACTIVE | 03013014 | 03013014 | 1 | EA | MECH | NOZZLE, ASSY, THDED, DIAMOND POWER IRN600-5000, WU: DIAMOND POWER SOOT BLOWER
4140000433 | ACTIVE | 03013014 | 03013014 | 2 | AS | MECH | NOZZLE, ASSY, 3-5/16", DIAMOND POWER IRN6003500, WU:RADIANT BLWR, D-P IR-3 BLWR, CONTRACT 508044C, B&W BLWR, U3&4
5330175224 | ACTIVE | 03013015 | 03013015 | 6 | ST | MECH | PACKING, RING, 2-3/8"ID, 1/2"W, TEFLON, (9 PCS=1 SET), NON-ASB, DIAMOND POWER, 349429-010A
5330179135 | ACTIVE | 03013015 | 03013015 | 12 | ST | MECH | PACKING,RING,NON-ASB,6 PIECES=1 SET, DIAMOND POWER 349981-010A
5330211508 | ACTIVE | 03013015 | 03013015 | 6 | ST | MECH | PACKING,RNG,NON-ASB,6 PIECES=1 SET,BERGEMANN USA, INC.,BP107684-1129
5975264911 | ACTIVE | 03013016 | 03013016 | 2 | EA | ELEC/INS | BODY, CONDUIT, X, 1", CI, THDED, CROUSE HINDS, X-37
5975260356 | ACTIVE | 33333333 | 03013016 | 4 | EA | ELEC/INS | BODY, CONDUIT, LB, 1", AL, THDED, CROUSE HINDS, LB37-SA
5975265629 | ACTIVE | 03013016 | 03013016 | 3 | EA | ELEC/INS | BODY, CONDUIT, T, 1", CI, THDED, CROUSE HINDS, T-37
5975265553 | ACTIVE | 03013016 | 03013016 | 6 | EA | ELEC/INS | BODY, CONDUIT, LR, 1", CI, THDED, CROUSE HINDS, LR-37
5975259564 | ACTIVE | 03013016 | 03013016 | 2 | EA | ELEC/INS | BODY, CONDUIT, LB, 1", CI, THDED, APPLETON, LB37
5975265504 | ACTIVE | 03013016 | 03013016 | 5 | EA | ELEC/INS | BODY, CONDUIT, LL, 1", CI, THDED, CROUSE HINDS, LL-37
5975258624 | ACTIVE | 03013016 | 03013016 | 4 | EA | ELEC/INS | COVER, CONDUIT BODY, 1", STL, LATCH-SCREW ON, APPLETON, 370
5330193565 | ACTIVE | 03013016 | 03013016 | 5 | EA | ELEC/INS | GASKET, COVER/CONDULET, 1", NEOPRENE, NON-ASBESTOS, APPLETON, GASK573
0100001005 | ACTIVE | 03013101 | 03013101 | 3 | PR | SAFETY | PROTECTOR,GLOVE,LOW VOLTAGE,LEATHER,9" CUFF,SIZE 10 - 10-1/2,W.H. SALISBURY,ILP10A10-10H
0100001003 | ACTIVE | 33333333 | 03013101 | 4 | PR | SAFETY | PROTECTOR,GLOVE,LOW VOLTAGE,LEATHER,9" CUFF,SIZE 8 - 8-/12,W.H. SALSIBURY,ILP10A8-8H
0100001006 | ACTIVE | 33333333 | 03013101 | 2 | PR | SAFETY | PROTECTOR,GLOVE,LOW VOLTAGE,LEATHER,9" CUFF,SIZE 11 - 11-1/2,W.H. SALISBURY,ILP10A11-11H
0100001004 | ACTIVE | 33333333 | 03013101 | 5 | PR | SAFETY | PROTECTOR,GLOVE,LOW VOLTAGE,LEATHER,9" CUFF,SIZE 9 - 9-12,WH SALSIBURY,ILP10A9-9H
0100001007 | ACTIVE | 33333333 | 03013101 | 3 | PR | SAFETY | PROTECTOR,GLOVE,LOW VOLTAGE,LEATHER,9" CUFF,SIZE 12,W.H. SALISBURY,ILP10A12
5920227906 | ACTIVE | 03013104 | 03013104 | 10 | EA | ELEC/INS | FUSE, CARTRIDGE, 125 V, 5 A, NON-TD, BUSSMAN MFG. CO., GLD 5
5920228854 | ACTIVE | 03013104 | 03013104 | 20 | EA | ELEC/INS | FUSE, CARTRIDGE, 250 V, 1/8 A, DUAL ELEM/TIME-DELAY,10K, BUSSMAN MFG. CO., MDL 1/8
5920229225 | ACTIVE | 03013104 | 03013104 | 5 | EA | ELEC/INS | FUSE, CARTRIDGE, 250 V, 1/16 A, TIME-DELAY, BUSSMAN MFG. CO., MDL 1/16
5920229332 | ACTIVE | 03013104 | 03013104 | 15 | EA | ELEC/INS | FUSE, FERRULE, 250 V, 1 A, DUAL ELEM/TIME-DELAY, BUSSMAN MFG. CO., MDL1
5920227328 | ACTIVE | 33333333 | 03013104 | 8 | EA | ELEC/INS | FUSE, CARTRIDGE, 250 V, 5 A, TIME-DELAY, BUSSMAN MFG. CO., MDL-5
5920229167 | ACTIVE | 03013104 | 03013104 | 13 | EA | ELEC/INS | FUSE, CARTRIDGE, 250 V, 2-1/2 A, TIME-DELAY, BUSSMAN MFG. CO., MDL 2-1/2
5920227872 | ACTIVE | 03013104 | 03013104 | 28 | EA | ELEC/INS | FUSE, CARTRIDGE, 250 V, 4 A, TIME-DELAY, 10K, BUSSMAN MFG. CO., MDL-4
5920226494 | ACTIVE | 03013105 | 03013105 | 10 | EA | ELEC/INS | FUSE, ONE-TIME, CRTG, 250 V,3 5 A, DUAL ELEM/TIME-DELAY, BUSSMAN MFG. CO., FRSR 35
5920229258 | ACTIVE | 03013105 | 03013105 | 6 | EA | ELEC/INS | FUSE, CARTRIDGE, CRTG, 250 V, 60 A, RK5, DUAL ELEM/TIME-DELAY, 200 K, BUSSMAN MFG. CO., FRNR 60
5920228300 | ACTIVE | 03013105 | 03013105 | 13 | EA | ELEC/INS | FUSE, CARTRIDGE, CRTG, 250 V, 20 A, RK5, DUAL ELEM/TIME-DELAY, 200 K, BUSSMAN MFG. CO., FRN-20
5920226932 | ACTIVE | 03013105 | 03013105 | 2 | EA | ELEC/INS | FUSE, ONE-TIME, CRTG, 250 V, 40 A, RK5, DUAL ELEM/TIME-DELAY, 200 K, BUSSMAN MFG. CO., FRNR 40
5920226924 | ACTIVE | 03013105 | 03013105 | 16 | EA | ELEC/INS | FUSE, ONE-TIME, CRTG, 250 V, 15 A, RK5, DUAL ELEM/TIME-DELAY, 200 K, BUSSMAN MFG. CO., FRN-15
5920228706 | ACTIVE | 03013105 | 03013105 | 20 | EA | ELEC/INS | FUSE, CARTRIDGE, 250 V, 2-1/2 A, K5, DUAL ELEM/TIME-DELAY, BUSSMAN MFG. CO., FRNR 2 1/2
5920226833 | ACTIVE | 03013105 | 03013105 | 5 | EA | ELEC/INS | FUSE, ONE-TIME, CRTG, 250 V, 30 A, RK5, DUAL ELEM/TIME-DELAY, 200 K, BUSSMAN MFG. CO., FRN-30
5920229241 | ACTIVE | 03013105 | 03013105 | 4 | EA | ELEC/INS | FUSE, CARTRIDGE, 250 V, 3 A, RK5, DUAL ELEM/TIME-DELAY, 200 K, BUSSMAN MFG. CO., FRNR 3
5920227138 | ACTIVE | 03013105 | 03013105 | 2 | EA | ELEC/INS | FUSE, CARTRIDGE, 250 V, 10 A, RK5, DUAL ELEM/TIME-DELAY, 200 K, BUSSMAN MFG. CO., FRNR 10
3439000161 | ACTIVE | 03013108 | 03013108 | 2 | EA | ELEC/INS | INDICATOR, TEMPERATURE, TEMPILSTICK, 0-800 DEG F, LEAD/SULFER FREE/GREEN, TRIGAS, BY DESCRP
5975263954 | ACTIVE | 03013109 | 03013109 | 5 | EA | ELEC/INS | COUPLING, CONDUIT, RIGID, AL, 1-1/2", THDED, STEEL CITY DIV, BY DESCRP
5975262378 | ACTIVE | 03013109 | 03013109 | 9 | EA | ELEC/INS | COUPLING, CONDUIT, RIGID, AL, 3/4" THDED, STEEL CITY DIV, BY DESCRP
5975261495 | ACTIVE | 03013109 | 03013109 | 3 | EA | ELEC/INS | COUPLING, CONDUIT, RIGID, AL, 1" THDED, STEEL CITY DIV, BY DESCRP
5975259259 | ACTIVE | 03013109 | 03013109 | 12 | EA | ELEC/INS | COUPLING, CONDUIT, RIGID, AL, 1/2" THDED, STEEL CITY DIV, BY DESCRP
5975261370 | ACTIVE | 03013109 | 03013109 | 7 | EA | ELEC/INS | COUPLING, CONDUIT, RIGID, GALV, 2" THDED, ANY MFG, BY DESCRP
5975257980 | ACTIVE | 03013109 | 03013109 | 12 | EA | ELEC/INS | COUPLING, CONDUIT, RIGID, GALV STL, 1" THDED, CONDUIT PIPE PRODUCTS, BY DESCRP
5975259200 | ACTIVE | 03013109 | 03013109 | 3 | EA | ELEC/INS | COUPLING, CONDUIT, RIGID, GALV STL, 1/2" THDED, CONDUIT PIPE PRODUCTS, BY DESCRP
5975259986 | ACTIVE | 03013109 | 03013109 | 3 | EA | ELEC/INS | COUPLING, CONDUIT, RIGID, GALV STL, 1-1/4" THDED, CONDUIT PIPE PRODUCTS, BY DESCRP
5975263186 | ACTIVE | 03013109 | 03013109 | 20 | EA | ELEC/INS | COUPLING, CONDUIT, RIGID, GALV STL, 3/4" THDED, CONDUIT PIPE PRODUCTS, BY DESCRP
5330224964 | ACTIVE | 03013112 | 03013112 | 3 | EA | MECH | PACKING, NON-ASB, NPN, CONTROL COMPONENTS, INC., 020801001
5330224956 | ACTIVE | 03013112 | 03013112 | 4 | EA | MECH | RING, GUIDE, NON-ASB, CONTROL COMPONENTS, 120901001
5975257584 | ACTIVE | 03013115 | 03013115 | 1 | EA | ELEC/INS | BOX, ELECTRICAL, DEVICE, 1/2", AL, 1 GANG, SINGLE TOP & BOTTOM HUBS, APPLETON ELECTRIC CO, FSC-1-50A
5975260190 | ACTIVE | 03013115 | 03013115 | 2 | EA | ELEC/INS | BOX, ELECTRICAL, DEVICE, 3/4" AL, 1 GANG, TOP HUB/BTM HUB, APPLETON, FSC-1-75A
5975265157 | ACTIVE | 03013115 | 03013115 | 1 | EA | ELEC/INS | BOX, ELECTRICAL, DEVICE, 1/2" CAST STL, 1 GANG, 1 THDED END HUB, APPLETON, FS-1-50
5975265181 | ACTIVE | 99999999 | 03013115 | 11 | EA | ELEC/INS | BOX, ELECTRICAL, DEVICE, 1/2", CAST STL,1 GANG, THDED BACK HUB, APPLETON ELECTRIC CO., FSA-1-50
5975260273 | ACTIVE | 03013116 | 03013116 | 1 | EA | ELEC/INS | BOX, ELECTRICAL, DEVICE, 3/4", AL, 2 GANG, 1 THDED END HUB, APPLETON, FS2-75A
5975261610 | ACTIVE | 03013116 | 03013116 | 4 | EA | ELEC/INS | BOX, ELECTRICAL, DEVICE, 1/2", 2 GANG, CROUSE HINDS CO., FS12-SA
5975264986 | ACTIVE | 03013116 | 03013116 | 4 | EA | ELEC/INS | BOX, ELECTRICAL, DEVICE, 3/4", CAST STL, 2 GANG, TOP HUB/BTM HUB, APPLETON ELECTRIC CO., FSC-2-75
5330173195 | ACTIVE | 33333333 | 03013117 | 6 | EA | MECH | O-RING, METALLIC, DE LAVAL TURBINE, 320785, WU: BOILER FEED PUMP, 7BB 41310, S/N 705505-6
0100000012 | ACTIVE | 03013117 | 03013117 | 3 | KT | MECH | O-RING, KIT, VITON, GENERAL ELECTRIC, S254A7229P0003 REV.5, WU:EHC OIL SYS PALL FILTERS, U-1,3&4, TURBINE CNTRLS EHC RESERVOIR, (SHELF LIFE)
5330171165 | ACTIVE | 99999999 | 03013117 | 1 | EA | MECH | O-RING, DE LAVAL TURBINE INC., 320711, WU: DELAVAL BOILER FEED PUMP MDL 7B B 41310, U-3
5330184143 | ACTIVE | 03013117 | 03013117 | 1 | ST | MECH | O-RING, KIT, VITON, (2) 115,(1) 346,(1) 014,(1) 019,(1) 128,(2) 132,(1) 139, GENERAL ELECTRIC, 254A7229P0003
5330172874 | ACTIVE | 99999999 | 03013117 | 1 | EA | MECH | O-RING, DE LAVAL TURBINE INC., 320821
5330173948 | ACTIVE | 33333333 | 03013117 | 4 | EA | MECH | O-RING, SHAFT SLEEVE, DE LAVAL TURBINE, 329393, WU:DELAVAL BOILER FEED PUMP, 7BB 41310, S/N 705505-6
5360199615 | ACTIVE | 99999999 | 03013122 | 29 | EA | MECH | SPRING, GENERAL ELECTRIC COMPANY, U695D004M0928
6210002652 | ACTIVE | 03013201 | 03013201 | 7 | EA | ELEC/INS | LAMP, IGNITOR, 35 W, 120 V, ADVANCED TRANSFORMER CO., LI-551H4
6240313210 | ACTIVE | 03013201 | 03013201 | 10 | EA | ELEC/INS | LAMP, INDICATING, RED, DIALCO - DIALIGHT CORP, 507-4537-1531-640
6240313749 | ACTIVE | 99999999 | 03013201 | 17 | EA | ELEC/INS | LAMP, NEON, CRTG, 1/3 W, 125 V, T-2, RED, 10000 HR, COATES HEATER CO., 29034300
6240315306 | ACTIVE | 03013201 | 03013201 | 10 | EA | ELEC/INS | LAMP, NEON, PILOT,1/3 W, 125 V, 3/16"TAB TERMS, AMBER, 25000 HR, LEECRAFT MFG CO INC, 32R2113T
3439000567 | ACTIVE | 33333333 | 03013202 | 149 | SH | OFF/JAN | PAPER, H2O SOLUBLE, 8-1/2"W, 14"L, 100 SH, ANY MFG, BY DESCRP
9510000251 | ACTIVE | 03013203 | 03013203 | 4 | FT | STRUC | STOCK, KEY, SQUARE, 9/16" X 1'L, ZINC PLTD STL, ANY MFG, BY DESCRP
9510000608 | ACTIVE | 03013203 | 03013203 | 6 | FT | STRUC | STOCK, KEY, SQUARE, 1/2" X 1'L, ZINC PLTD STL, ANY MFG, BY DESCRP
9510001531 | ACTIVE | 03013203 | 03013203 | 4 | FT | STRUC | STOCK, KEY, SQUARE, 7/16" X 1'L, ZINC PLTD STL, ANY MFG, BY DESCRP
9510000764 | ACTIVE | 03013203 | 03013203 | 6 | FT | STRUC | STOCK, KEY, SQUARE, 3/8" X 1'L, ZINC PLTD STL, ANY MFG, BY DESCRP
9510001523 | ACTIVE | 03013203 | 03013203 | 7 | FT | STRUC | STOCK, KEY, SQUARE, 5/16" X 1'L, ZINC PLTD STL, ANY MFG, BY DESCRP
9510000574 | ACTIVE | 03013203 | 03013203 | 8 | FT | STRUC | STOCK, KEY, SQUARE, 1/4" X 1'L, ZINC PLTD STL, ANY MFG, BY DESCRP
9510000673 | ACTIVE | 03013203 | 03013203 | 17 | FT | STRUC | STOCK, KEY, SQUARE, 3/16" X 1'L, ZINC PLTD STL, ANY MFG, BY DESCRP
9510001515 | ACTIVE | 03013203 | 03013203 | 19 | FT | STRUC | STOCK, KEY, SQUARE, 1/8" X 1'L, ZINC PLTD STL, ANY MFG, BY DESCRP
6240314259 | ACTIVE | 03013204 | 03013204 | 2 | EA | ELEC/INS | LIGHT, INDICATING, 120 V, GREEN, W/ LENS, GENERAL ELECTRIC CO., CR2940-UC212C2
5920227591 | ACTIVE | 03013208 | 03013208 | 4 | EA | ELEC/INS | FUSE, CARTRIDGE, 600 V, 100 A, H, NON-TD, 50 K, BUSSMAN MFG. CO., NOS-100
5920229373 | ACTIVE | 03013208 | 03013208 | 7 | EA | ELEC/INS | FUSE, CARTRIDGE, 600 V, 50 A, H, TIME-DELAY, 10K ,BUSSMAN MFG. CO., RES50
5920226536 | ACTIVE | 03013208 | 03013208 | 9 | EA | ELEC/INS | FUSE, CRTG, 600 V, 30 A, H, TIME-DELAY, 10K, BUSSMAN MFG, RES-30
5920227864 | ACTIVE | 03013208 | 03013208 | 4 | EA | ELEC/INS | FUSE, CARTRIDGE, 600 V, 40 A, K5, NON-TD, 50 K, BUSSMAN MFG. CO., NOS-40, WU: ROOF HATCH DRIVE BUSS SYST, DOORS OVER TURB DECKS, U1 THUR 4
5975264556 | ACTIVE | 03013214 | 03013214 | 13 | EA | ELEC/INS | BODY, CONDUIT, LB, 1", AL, ENTRANCE/W COVER & GSKT, APPLETON, SLAY-100A
5975264598 | ACTIVE | 03013214 | 03013214 | 9 | EA | ELEC/INS | BODY, CONDUIT, LB, 1/2", AL, ENTRANCE/W COVER & GSKT, APPLETON, SLAY-50A
5960000395 | ACTIVE | 99999999 | 03013217 | 3 | EA | MECH | TUBE/PISTON, ASSY, GENERAL ELECTRIC CO., 132C2748G-3
5305154659 | ACTIVE | 03013221 | 03013221 | 6 | EA | MECH | SCREW, OEM, GENERAL ELECTRIC CO., 101A741AA-1-10-D12
5305154675 | ACTIVE | 33333333 | 03013221 | 7 | EA | MECH | SCREW, OEM, GENERAL ELECTRIC SUPPLY CO, 101A741AA-24-24-D12
0100001920 | ACTIVE | 03013222 | 03013222 | 1 | EA | MECH | VALVE, BALL, 1-1/2", ALLOY 20 SA351 CN7M BODY, FLNG R/F 150#, UNS N08020 BALL, ANSI 150 CLASS, NON-ASB, ANY MFG, BY DESCRP
6240312808 | ACTIVE | 03013301 | 03013301 | 50 | EA | ELEC/INS | LAMP, INCANDESCENT, MINTR, 6.3 V, 0.25 A, MINTR BAYONET, T-3-1/4, CLR, 3000 HR, CHICAGO MINIATURE, 44
6240315439 | ACTIVE | 33333333 | 03013301 | 52 | EA | ELEC/INS | LAMP, INCANDESCENT, MINTR, 24 V, 0.035 A, TELE SLIDE, T-2, CLR, 8000 HR, GE LARGE LA, 24X
6240314051 | ACTIVE | 03013301 | 03013301 | 10 | EA | ELEC/INS | LAMP, INCANDESCENT, MINTR, 2 W, 7 V, 0.41 A, MINTR BAYONET, G-4-1/2, CLR, 500 HR, CHICAGO MINIATURE, 55
6240312980 | ACTIVE | 33333333 | 03013301 | 15 | EA | ELEC/INS | LAMP, INDICATOR, 0.65 W, 6.3 V ,0.25 A, WDG, T-3-1/4, CLR, 8.171 LM, 5000 HR, GENERAL ELECTRIC LARGE LA, 259
6240312949 | ACTIVE | 03013301 | 03013301 | 250 | EA | ELEC/INS | LAMP, INCANDESCENT, MINTR, 3.5 W, 28 V, 0.17 A, MINTR BAYONET, T-3-1/4, CLR, 43.995 LM, 500 HR, CHICAGO MINIATURE, 313
6240313665 | ACTIVE | 03013301 | 03013301 | 10 | EA | ELEC/INS | LAMP, INCANDESCENT, MINTR, 1 W, 7.5 V, 0.22 A, MINTR BAYONET, G-3-1/2, CLR, 1 LM, 2000 HR, CHICAGO MINIATURE, 51
6240314093 | ACTIVE | 03013302 | 03013302 | 11 | EA | ELEC/INS | LAMP, INCANDESCENT, MINTR, 2.75 W, 55 V, 0.05 A, MINTR BAYONET, T-3-1/4, 5000 HR, GE, 1835
6240314226 | ACTIVE | 03013302 | 03013302 | 10 | EA | ELEC/INS | LAMP, INCANDESCENT, MINTR, 0.84 W, 24 V, 0.035 A, MINTR BAYONET, G-3-1/2, CLR, 2.891 LM, 3000 HR, GE CO., 1450
6240313426 | ACTIVE | 03013302 | 03013302 | 20 | EA | ELEC/INS | LAMP, INCANDESCENT, MINTR/INDICATING, 1.12 W, 28 V, 0.04 A, BAYONET, T-3-1/4, 3000 HR, CHICAGO MINIATURE, 1819
6240313053 | ACTIVE | 03013302 | 03013302 | 28 | EA | ELEC/INS | LAMP, INDICATOR, MINTR, 28 V, 0.07 A, MINTR BAYONET, T-3-1/4, CLR, 12.57 LM, 1000 HR, GE, 1829
6240314309 | ACTIVE | 03013302 | 03013302 | 164 | EA | ELEC/INS | LAMP, INCANDESCENT, MINTR, 2.8 W, 14 V, 0.2 A, MINTR BAYONET, T-3-1/4, 1.4 LM, 3000 HR, GE CO.,1815
6240315488 | ACTIVE | 03013303 | 03013303 | 6 | EA | ELEC/INS | LAMP, INDICATING, 1 W, 105-125 V, 12 A, DC BAYONET, G-10, 10000 HR, CHEMATRON FIRE SYSTEMS, 50130006
6240316759 | ACTIVE | 03013303 | 03013303 | 3 | EA | ELEC/INS | LAMP, INCANDESCENT, WARNING, 40 W, 120 V, INTER, S-11, CLR, PHILIPS LIGHTING CO, 40S11N/IF
6240314044 | ACTIVE | 03013303 | 03013303 | 18 | EA | ELEC/INS | LAMP, INCANDESCENT, 11 W, 130 V, MED, S-14, CLR, 77 LM, 3000 HR, GE LARGE LA, 11S14
6240313921 | ACTIVE | 03013304 | 03013304 | 10 | EA | ELEC/INS | LAMP, NEON, MINTR/GLOW, 1/25 W, 105-125 V, 0.3 A, BAYONET, T-3-1/4, CLR, 15000 HR, CHICAGO MINIATURE, B1A
6240316213 | ACTIVE | 03013304 | 03013304 | 10 | EA | ELEC/INS | LAMP, INCANDESCENT, PILOT, 12 V, 0.17 A, SLIDE, T-2, 0.48 LM,12000 HR, PHILIPS LIGHTING CO, 12PSB5
6240315280 | ACTIVE | 03013304 | 03013304 | 43 | EA | ELEC/INS | LAMP, INCANDESCENT, MINTR, 120 V, 0.025 A, MINTR BAYONET, T-2, CLR, 4.525 LM, 5000 HR, CHICAGO MINIATURE, 120MB
6240315728 | ACTIVE | 03013304 | 03013304 | 10 | EA | ELEC/INS | LAMP, INDICATING, 6.3 V, 0.25 A, MINTR BAYONET, T-1-3/4, CLR, 8.171 LM, 10000 HR, CHICAGO MINIATURE, 1866
5920226635 | ACTIVE | 03013306 | 03013306 | 2 | EA | ELEC/INS | FUSE, ONE-TIME, CRTG, 600 V, 80 A, RK5, DUAL ELEM/TIME-DELAY, 200 K, BUSSMAN MFG. CO., FRS-R80
5920227088 | ACTIVE | 03013306 | 03013306 | 10 | EA | ELEC/INS | FUSE, CARTRIDGE, 600 V, 3 A, RK5, DUAL ELEM/TIME-DELAY, 200 K, BUSSMAN MFG. CO., FLSR-3
5920226171 | ACTIVE | 03013306 | 03013306 | 8 | EA | ELEC/INS | FUSE, ONE-TIME, CRTG, 600 V, 60 A, RK5, DUAL ELEM/TIME-DELAY, 200 K, BUSSMAN MFG. CO., FRSR 60
5920228805 | ACTIVE | 03013306 | 03013306 | 2 | EA | ELEC/INS | FUSE, CARTRIDGE, 600 V, 40 A, K5, DUAL ELEM/TIME-DELAY, BUSSMAN MFG. CO., FRSR 40
5920226403 | ACTIVE | 03013306 | 03013306 | 14 | EA | ELEC/INS | FUSE, CRTG, 250 V, 6 A, H, TIME-DELAY, 10K, BUSSMAN MFG. CO., REN-6
5920227286 | ACTIVE | 03013306 | 03013306 | 9 | EA | ELEC/INS | FUSE, CARTRIDGE, 600 V, 25 A, K5, TIME-DELAY, BUSSMAN MFG. CO., FRSR 25
5920226080 | ACTIVE | 03013306 | 03013306 | 4 | EA | ELEC/INS | FUSE, ONE-TIME, CRTG, 600 V, 30 A, RK5, DUAL ELEM/TIME-DELAY,BUSSMAN MFG. CO., FRS-30
5920229191 | ACTIVE | 03013306 | 03013306 | 4 | EA | ELEC/INS | FUSE, CARTRIDGE, 600 V, 15 A, RK5, DUAL ELEM/TIME-DELAY, 200 K, BUSSMAN MFG. CO., FRS 15
5920229340 | ACTIVE | 03013306 | 03013306 | 4 | EA | ELEC/INS | FUSE, CARTRIDGE, 250 V, 50 A, H, TIME-DELAY, 10K, BUSSMAN MFG. CO., REN50
6685360122 | ACTIVE | 03013309 | 03013309 | 2 | EA | ELEC/INS | REGULATOR, PRESSURE, PNEU, 1/8", FNPT, 0-31 PSI, MOORE PRODUCTS CO., 41-30
6685360262 | ACTIVE | 03013309 | 03013309 | 6 | EA | ELEC/INS | REGULATOR, PRESSURE, PNEU, 1.50-100 PSI, MOORE PRODUCTS CO., 41-100
3010049652 | ACTIVE | 33333333 | 03013313 | 1 | EA | MECH | COUPLING, FLEX, W/SEAL RING, FLANGED SLEEVE, G FLEX HUB, GASKET 1/8" GAP, FALK, 156, WU:FALK GEAR COUPLING;1 SET = 2EA 1015G SLEEVE, 2EA 10156
4720001546 | ACTIVE | 03013317 | 03013317 | 4 | EA | MECH | HOSE, FLEX, W.W. SLY MFG CO, AB-529
5330211607 | ACTIVE | 03013318 | 03013318 | 1 | EA | MECH | GASKET, FLEX, 716 DEG F/171 PSI, NON-ASBESTOS, GENERAL ELECTRIC COMPANY, 101A362BK-610-6-C02
5330187401 | ACTIVE | 03013318 | 03013318 | 2 | EA | MECH | GASKET, FLEX, NON-ASBESTOS, GENERAL ELECTRIC CO., 101A362BK-2601, WU:GE BLR FEED PUMP TRBN 153066, 153069, BODY VALVE 501E370DR-35, U3&4
5310157994 | ACTIVE | 99999999 | 03013322 | 2 | EA | MECH | NUT, SEQUENCE, GENERAL ELECTRIC COMPANY, 264A890P001
5310156749 | ACTIVE | 33333333 | 03013322 | 2 | EA | MECH | NUT, OEM, GENERAL ELECTRIC COMPANY, 264A6890P0001, WU:TURBINES 170X650,763,764, COMBINED REHEAT VLV,U-1,3,4
6210001522 | ACTIVE | 03013323 | 03013323 | 24 | EA | ELEC/INS | GUARD, FIXTURE, LMP, 100 W, ZINC PLTD, OPEN, W/1-1/2 IN SCKT, MCGILL MFG CO, 1433
5330173153 | ACTIVE | 03013401 | 03013401 | 1 | EA | MECH | O-RING, SILICON, FOXBORO COMPANY, U0102MY
5940239949 | ACTIVE | 03013402 | 03013402 | 2 | EA | ELEC/INS | BLOCK, TERMINAL, JCTN BX, FOXBORO, N0141XZ, WU:FOX DIFNTL PRES TRANSMTR MDL E13DM-I-SAM2, WW RECV SYS, U3&4
5920228144 | ACTIVE | 03013404 | 03013404 | 4 | EA | ELEC/INS | FUSE, CARTRIDGE, 600 V, 100 A, RK5, DUAL ELEM/TIME-DELAY, BUSSMAN MFG. CO., FRSR 100
5920226791 | ACTIVE | 03013404 | 03013404 | 8 | EA | ELEC/INS | FUSE, ONE-TIME, CRTG, 600 V, 5 A, NON-TD, 100 K, BUSSMAN MFG. CO., KTK 5 OR KLK ARE GOOD REPLACEMENTS
5920226668 | ACTIVE | 03013404 | 03013404 | 2 | EA | ELEC/INS | FUSE, ONE-TIME, CRTG, 600 V, 15 A, K5, TIME-DELAY, 50 K, RELIANCE FUSE/BRUSH , KOS15
5920226890 | ACTIVE | 03013404 | 03013404 | 2 | EA | ELEC/INS | FUSE, ONE-TIME, CRTG, 600 V, 6 A, H, NON-TD, 50 K, BUSSMAN MFG. CO., NOS-6
5920227690 | ACTIVE | 03013404 | 03013404 | 7 | EA | ELEC/INS | FUSE, CARTRIDGE, 600 V, 30 A, K5, NON-TD, 50 K, BUSSMAN MFG. CO., NOS-30
5310161178 | ACTIVE | 99999999 | 03013412 | 1 | ST | MECH | NUT, STEM, LIFTING, BRONZE, (2/EA=1/ST),(1-RH & 1-LH THRD), FRESNO VALVE & CASTING,WU:ARMCO STRGE RESRVR DRAIN GATE, CPE-12 LIFT, LAKE STA, RWS
5365218162 | ACTIVE | 03013413 | 03013413 | 1 | EA | MECH | RING, CARBON, OEM, ABB AIR PREHEATER, P-1049
5365217230 | ACTIVE | 03013413 | 03013413 | 1 | EA | MECH | RING, CARBON, ABB AIR PREHEATER INC., P-1050
5010003316 | ACTIVE | 03013414 | 03013414 | 20 | PK | MECH | ELEMENT, FILTER, DISC/H2O, 47 MM OD, 0.45 MICRON, MILLIPORE CORP., HVLP-047-00, WU: WASTEWATER ANALYSIS, WRS 3 & 4 (100 PA= 1 PK)
5970252606 | ACTIVE | 33333333 | 03013420 | 2 | EA | CHEM | COMPOUND, INSULATING, ELECTRICAL, TAPE, 1-1/2" W X 60" L X 1/8" THK, SCOTCHFIL, PLYMOUTH RUBBER CO, 2074
5970252663 | ACTIVE | 03013420 | 03013420 | 18 | EA | OFF/JAN | TAPE, FRICTION, 3/4", 60 FT
5010003522 | ACTIVE | 03013423 | 03013423 | 4 | EA | MECH | FILTER, AIR/DRYER/INLET, FINITE FILTER, 6QP30-295X1, WU:PALL PNEUMATIC INST. AIR DRYER 800DHA, U-1,2,3,4, (PRICE BREAK ON ORDER OF 8 OR MORE)
4810137481 | ACTIVE | 03013501 | 03013501 | 2 | EA | MECH | BELLOWS,STEM,RUBR,50 SQ",VALTEK INC,015507.652.000,LIMESTONE FILTRATE TRANSFER TO CENTRATE TANK FLOW CONTROL
5330228114 | ACTIVE | 03013501 | 03013501 | 1 | EA | MECH | O-RING, 220, 1-3/8"ID X 1/8",BUNA-N, ANY MFG, DASH 220, LIMESTONE
9510001010 | ACTIVE | 03013503 | 03013503 | 4 | EA | STRUC | STOCK, BAR, FLAT, 8"W, 24"L, 1/16"THK, LOW CARBON, THE ANCHOR PACKING CO, BY DESCRP
5920226411 | ACTIVE | 03013504 | 03013504 | 4 | EA | ELEC/INS | FUSE, ONE-TIME, SEMICONDR, 250 V, 200 A, VERY FAST ACTING, BUSSMAN MFG. CO., KAB200
4810132490 | ACTIVE | 03013505 | 03013505 | 1 | EA | MECH | DIAPHRAGM, VALVE, 80 SQ", VALTEK INC, 001820-654-000
4810131161 | ACTIVE | 03013505 | 03013505 | 2 | EA | MECH | BELLOWS,STEM,100/200 SQ",VALTEK,015526-652-000,WU:VALTEK 100" ACTUATOR
4810131146 | ACTIVE | 03013505 | 03013505 | 1 | EA | MECH | BELLOWS,STEM,25 SQUARE INCH ACTUATOR,VALTEK INC,015498-652-000,WU 001 VALTEK 25" ACTUATOR
4810132508 | ACTIVE | 03013505 | 03013505 | 3 | EA | MECH | BELLOWS,STEM,VALTEK,001620-652-000,WU: VALTEK VALVE FSV-304B
4810133845 | ACTIVE | 03013505 | 03013505 | 2 | EA | MECH | DIAPHRAGM, ACTUATOR, 25 SQ IN, VALTEK INC, 026302-659-000
4810124844 | ACTIVE | 99999999 | 03013507 | 1 | EA | MECH | SEAT, BRONZE #6, APCO VALVE & PRIMER CORP., 153-6-2/51, WU: APCO VALVE & PRIMER AIR AND VACUUM VALVE, 6", DRAWING S-153
4810122897 | ACTIVE | 03013507 | 03013507 | 2 | EA | MECH | BUSHING, FLOAT/UP, STNLESS STL, APCO VALVE & PRIMER CORP., 153-43, WU: PRIMER 6" VALVE, S-153, 410.620
4810121816 | ACTIVE | 03013507 | 03013507 | 1 | EA | MECH | SEAT,VENTILATOR,BUNA-N/85 DURO,APCO VALVE & PRIMER CORP.,6
4610000400 | ACTIVE | 03013507 | 03013507 | 2 | EA | MECH | BUSHING, GUIDE, FLOAT, STAINLESS STEEL, APCO VALVE & PRIMER CORP., 153-26/36
4810129637 | ACTIVE | 03013507 | 03013507 | 1 | EA | MECH | SEAT,VACCUM,RUBR,APCO VALVE & PRIMER CORP.,153-6/74
4610000392 | ACTIVE | 03013507 | 03013507 | 2 | EA | MECH | BUMPER, BUNA-N, 40 DURO, APCO VALVE & PRIMER CORP., 152-40/75
3020054981 | ACTIVE | 03013507 | 03013507 | 1 | EA | MECH | LINK, CONNECTING, NYL, APCO VALVE & PRIMER CORP., 200A-12/81
0100000613 | ACTIVE | 99999999 | 03013508 | 6 | EA | MECH | O-RING, VITON, GASKET, OUTWEST VENTRURES, 0391-00-393-T
3110072364 | ACTIVE | 33333333 | 03013513 | 2 | EA | MECH | BEARING, ROLLER, 2 BLT, 1-1/2"ID, FMC CORP, PB22424H, WU: LIME SLAKER SCREEN
3110072083 | ACTIVE | 03013513 | 03013513 | 5 | EA | MECH | BEARING, BALL,FLNG, 2.0000"ID, 4.5625"OD, 2.1563"W, 7.4375X4.5625", 2 BLT, SEAL MASTER CORP., SFT-32R, WU:OUTLT DMPRS U-3&4, ABSRBRS 01 AREA, CH
3130062965 | ACTIVE | 03013513 | 03013513 | 5 | EA | MECH | BEARING, PILLOW BLOCK, 1.0000"ID, 2 BOLT, CI HOUSING, FAFNIR BEARING, LAS1
5365213247 | ACTIVE | 99999999 | 03013514 | 1 | ST | MECH | RING, OIL, SIEMENS-ALLIS, 55-700-403-001
5365211431 | ACTIVE | 03013515 | 03013515 | 2 | EA | MECH | RING, WEAR, LOW/IMPLR, PNM MACHINE SHOP, SJS-M466
5365212413 | ACTIVE | 03013515 | 03013515 | 2 | EA | MECH | RING, WEAR, UP/IMPLR, PNM MACHINE SHOP, SJS-M450, WORTHINGTON, VY18291
4930000205 | ACTIVE | 33333333 | 03013516 | 5 | EA | MECH | OILER, AUTOMATIC, LUBTR, 1/2", 1/6 PT, BERENDSEN FLUID POWER, '0'
4730128685 | ACTIVE | 03013516 | 03013516 | 1 | EA | MECH | ELBOW,PIPE,LR,SA234WPB SEAMLESS,90 DEG,NPS 2-1/2 IN,SCH XH,BUTTWELD,ANY MFG,BY DESCRP
4510000088 | ACTIVE | 33333333 | 03013517 | 14 | EA | OFF/JAN | DISPENSER, PAPER TOWEL, 9-1/2"- 10-3/4", WH ENAMEL FINISH, UNISOURCE, 10132489
5365212025 | ACTIVE | 33333333 | 03013601 | 2 | EA | MECH | RING, SPLIT, 2 HALVES=1, GENERAL ELECTRIC, 182A2966P0001, WU:GE TURBINES, COMBINED REHEAT & UPR STEM RETAINER VLV 1&2, U-1,3,4
4820127183 | ACTIVE | 99999999 | 03013605 | 2 | AS | MECH | VALVE, CARTRIDGE, 1/4" MNPT, NON-ASB, AMF CUNO/PROCESS EQUIP, 5049-05
5330173138 | ACTIVE | 03013606 | 03013606 | 3 | EA | MECH | SEAL, OIL, 1.563"ID X 2.063"OD X 0.25"W, ITEM#111, STOCK EQUIP, V405611.B01, WU:GRAVIMETRIC FEED MDL#4766-2B DRW#L-D8230-B
0100007031 | ACTIVE | 03013606 | 03013606 | 3 | EA | MECH | SEAL, GEARBOX, 4.724 X 7.087 X 0.591, KAMAN BEARING, TCM 120X180X15TC, WU: U-1&4 CLINKER GRINDER GEARBOX
5330173385 | ACTIVE | 33333333 | 03013606 | 3 | EA | MECH | SEAL, OIL, 1.75"ID X 2.786"OD X 0.294"W, CHICAGO RAWHIDE MFG, 17620
5330195388 | ACTIVE | 03013606 | 03013606 | 1 | EA | MECH | SEAL, OIL, STOCK EQUIPMENT COMPANY, RG31
5330184069 | ACTIVE | 03013606 | 03013606 | 1 | EA | MECH | SEAL, STOCK EQUIPMENT COMPANY, RG48
5330197210 | ACTIVE | 03013606 | 03013606 | 1 | EA | MECH | SEAL, OIL, 0.75"ID X 1.25"OD X 0.438"W, FMH MAT'L HANDING, 225075
0100007030 | ACTIVE | 03013606 | 03013606 | 3 | EA | MECH | SEAL, GEARBOX, 1.969 X 2.559 X 0.315, KAMAN BEARING, TCM 50X65X8TC, WU: U-1&4 CLINKER GRINDER GEARBOX
5310153449 | ACTIVE | 33333333 | 03013609 | 120 | EA | MECH | WASHER, LOCK, OEM, GENERAL ELECTRIC CO., 0248A245P0010, WU:GE TURBINES U-1,3,4
4730118066 | ACTIVE | 33333333 | 03013611 | 2 | EA | MECH | ELBOW, PIPE, LR, SA403WP316L, 90 DEG, NPS, 6", SCH 40,BUTTWELD, ANY MFG BY DESCRP
5970253463 | ACTIVE | 33333333 | 03013612 | 23 | EA | ELEC/INS | TAPE, ELECTRICAL, RUBBER, 3/4", 30 FT, 3M, 23-3/4X30
0100005476 | ACTIVE | 03013617 | 03013617 | 1 | EA | MECH | FILTER, OUTER, PULLMAN HOLT, B7000306, WU:ASBESTOS VACUUMS
5999286320 | ACTIVE | 33333333 | 03013618 | 1 | EA | ELEC/INS | BOARD, PRINTED CIRCUIT, PALL PNEUMATIC PRODUCTS, 1227029, WU: PALL TRINITY AIR DRYER, SERIAL #6 HJ0634-2, U-3&4
0100001020 | ACTIVE | 33333333 | 03013621 | 21 | PR | SAFETY | GLASSES, SAFETY, WRAP, PLASTIC, AMBER, PROVIDE LIMITED PROTECTION, BY DESCRP, GATSA 4675 WU:PLANT WIDE 99.99% UV-A/UV-B PROTECTION
8540000042 | ACTIVE | 03013623 | 03013623 | 500 | EA | OFF/JAN | NAPKIN, SANITARY, 250/CASE, STAYFREE, PERS PRDCT CO, 10043533
0100002519 | ACTIVE | 33333333 | 03013701 | 9 | RO | OFF/JAN | LABEL, PERMANENT,3"X 5.75", ADHESIVE, PERFORATION, 3"CORE, 8"OD, WU:TAGOUT PRINTER (900 LABELS/ROLL)
0100002518 | ACTIVE | 03013701 | 03013701 | 3 | RO | OFF/JAN | RIBBON, RESIN, 3.15" X 1476', ZONES, 04100BK08045, WU:ETO TAG OUT PRINTER
4020070076 | ACTIVE | 03013703 | 03013703 | 6 | EA | TOOL | CORD, LACING, WAXED, #4, 850 YD L, 100% LINEN, LUDLOW CORP, BY DESCRP
4810132946 | ACTIVE | 03013704 | 03013704 | 17 | EA | MECH | RING, HALF, 2-9/16" ID, 3-1/8" OD, 1/4" THK, VALTEK INC, 001046-150-000
4810132979 | ACTIVE | 03013704 | 03013704 | 2 | EA | MECH | RING, HALF ,5-9/16" ID, 6-9/16" OD, 3/8" THK, VALTEK INC, 001203-150-000
4810132920 | ACTIVE | 03013704 | 03013704 | 20 | EA | MECH | RING, HALF, 1.44" ID, 1.94" OD, 1/4" THK, VALTEK INC, 001193-150-000
4810132912 | ACTIVE | 03013704 | 03013704 | 2 | EA | MECH | RING, HALF, 1-1/8" ID, 1-5/8" OD, 1/4" THK, VALTEK INC, 001522-150-000
4810134801 | ACTIVE | 33333333 | 03013708 | 2 | EA | MECH | SEAT,VALVE, RING,VALTEK,020731-831-000,WU:VALTEK VALVES, 4"DA MAKE UP & #7 HEATER PUMP DISCHARGE, U-3&4
4810137184 | ACTIVE | 33333333 | 03013708 | 2 | EA | MECH | SEAT,VALVE, RNG/UNBALANCED,VALTEK INC,007256-831-000
4810132607 | ACTIVE | 03013711 | 03013711 | 1 | EA | MECH | RETAINER, SEAT, VALTEK INC, 001847-150-000
4810137283 | ACTIVE | 33333333 | 03013714 | 1 | EA | MECH | BONNET, VALVE, 3", 316 SS, 150/600# RATING, VALTEK INC, 002148-150-000, WU:FV-307, FV-407 #7 LOW PRES HEATER DRAIN RECIRC VLV, U-3&4,
4810132599 | ACTIVE | 33333333 | 03013714 | 3 | EA | MECH | BONNET, VALVE, 1-1/2" & 2", VALTEK, 002127-150-000, WU:VALTEK VALVE, U-3&4
4810130601 | ACTIVE | 33333333 | 03013714 | 2 | EA | MECH | BONNET, VALVE, 1", 316 SS, 150/600#, VALTEK INC, 002119-150-000, WU: VLVS, LOW POINT DRAIN, FSV-301A, U-3&4
4810134348 | ACTIVE | 03013715 | 03013715 | 1 | EA | MECH | POSITIONER, PNEUMATIC, 150 PSI, 4-20MA, EXPLOSION PROOF/316 SS, VARIABLE OUTPUT 3-15, VALTEK INC, 167981.999.000, NT3000, WU: LIMESTONE
4810134397 | ACTIVE | 03013715 | 03013715 | 1 | EA | MECH | POSITIONER,PNEUMATIC VLV,50 SQ INCH,VALTEK INC,048625.999.000/130122.999.000,WU:VALTEK VALVES, PV-332J, PV-432J
5999287476 | ACTIVE | 99999999 | 03013718 | 1 | EA | MECH | PAD,KEY,MILLTRONICS,MD08-9546/24250363,WU:MILLTRONICS MDL AIRANGER IV, COAL SILO DETECTORS, U-3&4
5330218883 | ACTIVE | 03013801 | 03013801 | 1 | ST | MECH | RETAINER, PACKING VALVE, 316 SS, 1.12 STEM, VALTEK, 020052.150.000
5330218867 | ACTIVE | 03013802 | 03013802 | 1 | ST | MECH | PACKING,TWIN VEE,1-1/8"ID,TEFLON, NON-ASB,450 DEG F,VALTEK INC,020753-925-000
5330220830 | ACTIVE | 03013802 | 03013802 | 2 | ST | MECH | PACKING,TWIN VEE,1-1/8"ID,GL/TEFLON, NON-ASB,8 PIECES=1 SET,VALTEK INC,020753-927-000
4820120550 | ACTIVE | 03013803 | 03013803 | 4 | EA | MECH | VALVE, BUTTERFLY, LUG , W/LEVER, 4", FLNG, 316 SS DISC, EDPM SEAT, NON-ASB, TYCO/KEYSTONE, GRL 4 D11E A1 K B0, WU: WASTEWATER, U-3&4
4810132342 | ACTIVE | 03013803 | 03013803 | 1 | ST | MECH | VALVE, BUTTERFLY, 4", DI, 316 SS DISC & STEM, EPDM SEAT W/HANDLE, PENTAIR, GR-0100W0A10016-D1S00S0E000KB
5330174441 | ACTIVE | 03013806 | 03013806 | 1 | AS | MECH | SEAL, MECHANICAL, PUMP, A-C CORP, 52-115-001-803
5330202036 | ACTIVE | 03013807 | 03013807 | 6 | EA | MECH | GASKET, BONNET, 3.880"ID X 4.380"OD, 2500#, ROUND, 316 SS, NON-ASBESTOS, FOUR STATES GASKET, BY DESCRP
5330202028 | ACTIVE | 03013807 | 03013807 | 10 | EA | MECH | GASKET, SEAT, 3"ID X 3-1/2"OD, 2500#, 316 SS, NON-ASBESTOS, FOUR STATES GASKET, BY DESCRP
5330193052 | ACTIVE | 03013807 | 03013807 | 3 | EA | MECH | GASKET, BONNET, SPIRAL WOUND, 5.190"ID X 5.690"OD, ROUND, 316 SS, NON-ASBESTOS, FOUR STATES GASKET, BY DESCRP
5330218917 | ACTIVE | 03013807 | 03013807 | 4 | EA | MECH | GASKET, SEAT, 3.380"ID X 3-3/4"OD, 304 SS, NON-ASBESTOS, FOUR STATES GASKET, BY DESCRP
4810136749 | ACTIVE | 33333333 | 03013904 | 1 | EA | ELEC/INS | GUIDE, VALVE, LOW, STELLITE #6, VALTEK, 001967-825-000
4810114407 | ACTIVE | 03013904 | 03013904 | 3 | EA | ELEC/INS | GUIDE, VALVE, STELLITE, 3"ID, LOW/CNTRL, VALTEK, 001107-825-000
4810136343 | ACTIVE | 03013904 | 03013904 | 2 | EA | ELEC/INS | GUIDE, VALVE, RETNR, 3", GRAFOIL/ TEFLON, VALTEK INC, 007844-150-000
5330197228 | ACTIVE | 03013906 | 03013906 | 15 | EA | MECH | GASKET, CLUTCH, NON-ASBESTOS, DANA CORP/INDUSTL POWER, CL-30707, WU:FORMSPRAG HI-SPEED BACKSTOP CLUTCH HS B-700, U-3&4
5330226746 | ACTIVE | 03013907 | 03013907 | 1 | EA | MECH | SPACER,PACKING,NON-ASB,VALTEK,005522-150-000
4810132532 | ACTIVE | 03013907 | 03013907 | 1 | EA | MECH | SPACER,PACKING,NON-ASB,VALTEK INC,138538.150.000
5330226761 | ACTIVE | 33333333 | 03013907 | 3 | EA | MECH | SPACER,PACKING,1-1/8",NON-ASB,VALTEK INC,005264-150-000
5330184275 | ACTIVE | 03013910 | 03013910 | 2 | EA | MECH | GASKET, FLANGE, NON-ASBESTOS, GENERAL ELECTRIC CO., 313A6701P0002
5305153693 | ACTIVE | 03013912 | 03013912 | 240 | EA | MECH | SCREW,WOOD,#10 DIA,1-1/2 IN,RND/SLOTTED, ANY MFG, BY DESCRP
5305153735 | ACTIVE | 03013912 | 03013912 | 100 | EA | MECH | SCREW,WOOD,#10 DIA,3/4 IN,FLAT/SLOTTED,ZINC PLTD STL, ANY MFG, BY DESCRP
5305153677 | ACTIVE | 03013912 | 03013912 | 100 | EA | MECH | SCREW,WOOD,#8 DIA,1-1/4 IN,FLAT/PHILLIPS, ANY MFG, BY DESCRP
4030000428 | ACTIVE | 03013915 | 03013915 | 8 | EA | TOOL | SHACKLE, ANCHOR, SCREW PIN, 5/16", 3/4 TON, CROSBY GROUP, 018390
4030000386 | ACTIVE | 03013915 | 03013915 | 5 | EA | TOOL | SHACKLE, ANCHOR, SCREW PIN, 1/4", 1/2 TON, COOPER POWER SYSTEMS, 5410405
4030000014 | ACTIVE | 03013915 | 03013915 | 24 | EA | TOOL | SHACKLE, ANCHOR, SCREW PIN, 3/16", 1/3 TON, COOPER POWER, 5410335
4810131625 | ACTIVE | 03013917 | 03013917 | 1 | EA | MECH | VALVE, ASSEMBLY, 2", TEFLON COATED, PALL-TRINITY, 1197887, WU:P-T AIR DRYER MDL 800DHA, U-3,4
4810131633 | ACTIVE | 03013917 | 03013917 | 1 | EA | MECH | VALVE, ASSEMBLY, 1-1/2", TEFLON COATED, NON-ASB, PALL-TRINITY, 1197860, WU:P-T AIR DRYER MDL 800D HA, TFE COATED VLV ASSY, U-3&4
4810131641 | ACTIVE | 33333333 | 03013917 | 11 | EA | MECH | VALVE, CHECK, KIT, NON-ASB, PALL-TRINITY, 1200451, WU:PALL-TRINITY AIRDRYER MDL 800DHA, 300 PSIG, OUTLET, U-3&4
4030000188 | ACTIVE | 03014002 | 03014002 | 15 | EA | TOOL | SHACKLE, ANCHOR, SCREW PIN, 1", 8-1/2 TON, CROSBY GROUP, 018531
4810130312 | ACTIVE | 03014004 | 03014004 | 18 | EA | MECH | RING, WIPER, FELT, 1/2", FISHER CONTROLS CO., 1J872706332
6685369974 | ACTIVE | 03014011 | 03014011 | 3 | EA | ELEC/INS | THERMOSTAT, CONTROL, N/A, 60-250 DEG F, ROBERTSHAW CNTL, SE 5300 041, WU:STACK MONITOR, U-1,2,3,4; LUBE OIL PURIFIER, U-2
4730119494 | ACTIVE | 03014012 | 03014012 | 8 | EA | MECH | FLANGE, PIPE, SLIP ON, 4" NPS, SA105, 150 LB, FLAT FACED, ANY MFG, BY DESCRP
0100006349 | ACTIVE | 03014014 | 03014014 | 1 | EA | ELEC/INS | CONTROLLER,ELECTRICAL, SLC 5/04 CPU,645 DH+ & RS-232 PORTS,SERIES C,ROCKWELL AUTOMATION,1747-L543/C,WU:BOILER AND ABOSRBER AREA
0100006353 | ACTIVE | 03014014 | 03014014 | 1 | EA | ELEC/INS | MODULE,SLC 500 RTD/RESISTEANCE ANALOG INPUT,8 POINT,ROCKWELL AUTOMATION,1746-NR8,WU:BOILER AND ABSORBER AREA
0100006350 | ACTIVE | 03014014 | 03014014 | 2 | EA | ELEC/INS | MODULE,SPECTRUM CONTROLS SLC 500 ANALOG CURRENT OUTPUT,4 POINT,ROCKWELL AUTOMATION,1746SC-INO4I,WU:BOILER AND ABSORBER AREA
0100006351 | ACTIVE | 03014014 | 03014014 | 1 | EA | ELEC/INS | MODULE,MICROLOGIX DIGITAL OUTPUT,120/240 VAC,8 POINT,ROCKWELL AUTOMATION,1762-OA8,WU:BOILER AND ABSORBER AREA
5315161033 | ACTIVE | 99999999 | 03014104 | 1 | BX | MECH | PIN, SHANK, 0.145"DIA, 7/8"L, HILTI FASTENING SYSTEM IN, 2322524
5307150671 | ACTIVE | 99999999 | 03014104 | 100 | EA | MECH | STUD, CONCRETE, 1/4"DIA, 2"L, 20 TPI, UNC, HILTI FASTENING SYSTEMS, W6-2027D12
5307150473 | ACTIVE | 99999999 | 03014104 | 83 | EA | MECH | STUD, 1/4"DIA, 1-1/4"L, 20 TPI, STL, UNC, HILTI FASTENING SYSTEMS, E-W62012D12
5307150432 | ACTIVE | 99999999 | 03014104 | 46 | EA | MECH | STUD, CONCRETE, 1/4"DIA, 1-1/4"L, 20 TPI, UNC, HILTI FASTENING SYSTEMS, W6-20-22D12
9905001120 | ACTIVE | 03014107 | 03014107 | 1036 | EA | TOOL | TAG,IDENTIFICATION,SQUARE,2 IN,2 IN,RED,"ASBESTOS GASKET",ANODIZED ALUM,3/16" TOP HOLE, 25/PK
9905001096 | ACTIVE | 03014107 | 03014107 | 268 | EA | TOOL | TAG,IDENTIFICATION,SQUARE,2 IN,2 IN,GREEN,3/16" TOP HOLE,ENGRAVED ONE SIDE "NON ASBESTOS PACKING",PROD#42768, STYLE2075A,ANODIZED ALUM
9905001138 | ACTIVE | 03014107 | 03014107 | 309 | EA | SAFETY | TAG,IDENTIFICATION,SQUARE,2 IN,2 IN,RED,ENGRAVED ONE SIDE "ASBESTOS PACKING",ANODIZED ALUM,W/3/16" TOP HOLE, STYLE NO. 2075A
9905001112 | ACTIVE | 03014107 | 03014107 | 522 | EA | TOOL | TAG,IDENTIFICATION,SQUARE,2 IN,2 IN,GREEN,"NON-ASBESTOS GASKET",ANODIZED ALUM,3/16" TOP HOLE
8135000142 | ACTIVE | 33333333 | 03014111 | 7 | RO | TOOL | STRAPPING, SHIPPING, INSUL, 1/2"W, 0.020"THK, STNLESS STL, THE BROWER CO, BY DESCRP
3110067679 | ACTIVE | 03014112 | 03014112 | 2 | EA | MECH | BEARING, FLANGE, PLATE TYPE, 1.5000"ID, 4 BOLT HOLE, UCC, 40563-39, WU: UCC DEWATERING BIN DRIP GATE
5307152271 | ACTIVE | 33333333 | 03014118 | 18 | EA | MECH | STUD, TURBINE, THROUGH, GENERAL ELECTRIC, U605P216L1650, WU:GE TRBN 170X763,170X764, SEQ 329K, CRSOVR HI PRES TO LOW, U-3&4
5307152271 | ACTIVE | 33333333 | 03014119 | 10 | EA | MECH | STUD, TURBINE, THROUGH, GENERAL ELECTRIC, U605P216L1650, WU:GE TRBN 170X763,170X764, SEQ 329K, CRSOVR HI PRES TO LOW, U-3&4
6640001266 | ACTIVE | 03014123 | 03014123 | 8 | EA | MECH | BOTTLE, SAMPLE/CHEMICAL, 1000ML, (32OZ), TRANSLUCENT, HIGH DENSITY, WIDE, 6EA/PK, VWR 16125-107 or VWR 414004-115
0000000525 | ACTIVE | 33333333 | 03014208 | 2 | EA | ELEC/INS | CONTROLLER, ELECTRICAL, SWITCH, JMS SOUTHEAST, BY DESCRP, MDL CAL 9900/981.11F FOR PT100/3WIRE RTD
5330214924 | ACTIVE | 99999999 | 03014216 | 8 | EA | MECH | RING, SEALING, GENERAL ELECTRIC, U536P999NLBA1
5330214783 | ACTIVE | 99999999 | 03014216 | 16 | EA | MECH | RING, SEALING, GENERAL ELECTRIC, U526MRL500AL1, WU:GE TRBNS 170X650,170X764, 5240,5242, HI PRES OUT/UPR, U-1,2,3,4
5307150333 | ACTIVE | 03014218 | 03014218 | 1 | EA | MECH | STUD, TAP, GENERAL ELECTRIC, U606P319L1475, WU: TURBINE CONTROL VALVE
5010001237 | ACTIVE | 33333333 | 03014224 | 1 | EA | MECH | ELEMENT, FILTER, AIR, 10"W, 20"L, 2"THK, RELIANCE ELEC, SA-6914-1, WU:RELIANCE 7 HEATER DRAIN PUMP, S/N 998168-F1, U-3&4
0100005550 | ACTIVE | 03014312 | 03014312 | 30 | EA | CHEM | CAPILLARY, MERCURY TRAP, SPECS: PS 12 B, SPIKE LEVEL: 150 NG, TRAP LENGTH: 300MM, OHIO LUMEX, ST-PS12B-300-07G-AGS-S150, WU:MERCURY SMPL SYS
3110067091 | ACTIVE | 33333333 | 03014313 | 1 | EA | MECH | BEARING, SINGLE ROW/THRUST,17.00 MM ID, 32.00 MM OD, 12.00 MM W, 10696, CONSOLIDATED BRG CO., 51202, WU: DELAVAL OIL PURIFIER PMP MODEL M001 AB-1
8430000227 | ACTIVE | 03014317 | 03014317 | 4 | PR | SAFETY | BOOTS, RUBBER, SIZE 9, BLK, SLIP ON, W/O STL TOE, W/GRIP SOLE, DISPOSABLE, ANY MFG, BY DESCRP, WU:FOR PCB SPILL KITS
5365209153 | ACTIVE | 03014401 | 03014401 | 1 | EA | MECH | RING, RETAINING, BRG, GOULDS PUMPS INC., 80669-1-2229
3010051419 | ACTIVE | 03014407 | 03014407 | 12 | EA | MECH | CLUTCH, FRICTION, TORQUE BAR, SVEDALA GRINDING, 04-073554, WU:MARCY BALL MILL, LIMESTONE
5935238815 | ACTIVE | 99999999 | 03014407 | 2 | EA | MECH | ADAPTER, SPRNG LOADING X40700, SVEDALA GRINDING, 04-092124, WU: LIMESTONE BALL MILL
3010051427 | ACTIVE | 03014407 | 03014407 | 12 | EA | MECH | CLUTCH, FRICTION, REL SPRNG, SVEDALA GRINDING, 04-073551, WU:MARCY BALL MILL, LIMESTONE
3110072513 | ACTIVE | 03014410 | 03014410 | 2 | EA | MECH | BEARING, DBL SPHERICAL, 3.3465"ID, 5.9055"OD, 1.4173"W, SNR CORP, 22217VKB33, WU:G-D BLOWER 9CDL, 2A2132C, ASH CONVEYING, U-2
5950248863 | ACTIVE | 03014501 | 03014501 | 2 | EA | ELEC/INS | COIL,SOLENOID VLV,120 DC V,ASCO,222-184-1D,WU: SOLENOID VALVES & PARTS
6695395126 | ACTIVE | 03014502 | 03014502 | 2 | EA | ELEC/INS | TRANSDUCER, PRESSURE, 30-600 PSIG, ASCO, TK10A42, WU: BOILER U-3&4
4810116865 | ACTIVE | 99999999 | 03014506 | 3 | EA | ELEC/INS | VALVE, SOLENOID, OEM, NON-ASB, GENERAL ELECTRIC CO., 141B8257P0001
5365215184 | ACTIVE | 99999999 | 03014508 | 2 | EA | MECH | SHIM, DPHGM SUPT BAR, GENERAL ELECTRIC COMPANY, 509L668G0002
4810121618 | ACTIVE | 03014512 | 03014512 | 2 | EA | ELEC/INS | VALVE, SOLENOID, 3-WAY/NC, 3/8", BRS BODY, FNPT, 250 PSI, 110/120 V, 28 W, 1/4" ORIFICE, 60 HZ, NON-ASB, ASCO, 8300D9G
4810121592 | ACTIVE | 03014512 | 03014512 | 1 | EA | ELEC/INS | VALVE, SOLENOID, 2-WAY/NO, 3/4", BRS BODY, FNPT, 200-250 PSI, 110/120 V, 15.4 AC/16.9 DC W, 3/4" ORIFICE, 50/60 HZ, NON-ASB, ASCO, EF8210G13
4810121634 | ACTIVE | 03014512 | 03014512 | 1 | EA | ELEC/INS | VALVE, SOLENOID, 2-WAY/NC, 1", BRS BODY, FNPT, 125-150 PSI, 110/120 V, 15.4 AC/30.6 DC W,1" ORIFICE, 60 HZ, NON-ASB, ASCO, 8210G54
4810124455 | ACTIVE | 03014512 | 03014512 | 1 | EA | ELEC/INS | VALVE, SOLENOID, 3-WAY/NC, 1/4", ZINC BODY, FNPT, 104 /77 PSI, 110 V, 6 AC/9.7 DC W, 3/32" ORIFICE, 50 HZ, NON-ASB, ASCO, 8318D20MS
5365211621 | ACTIVE | 03014602 | 03014602 | 3 | EA | MECH | SHIM, HSNG, GARDNER-DENVER COMPANY, 8502896
5330187583 | ACTIVE | 03014602 | 03014602 | 3 | EA | MECH | GASKET, COVER, END, NON-ASBESTOS, GARDNER-DENVER COMPANY, 8500761, WU:BLOWER MODEL 11CDL23B, FLY ASH BLOWER, UNIT 4
3010049728 | ACTIVE | 03014609 | 03014609 | 1 | EA | MECH | GEAR, 45:1, LIMITORQUE VALVE CONTROLS, 60-410-0056-2, WU:LIMITORQUE ACTUATOR SMB-00, ORD#357151A, S/N151519, HOTWELL PUMPS
4730124007 | ACTIVE | 03014612 | 03014612 | 1 | EA | MECH | FLANGE, PIPE, SOCKET WELD, 8", PVC, 150 LB, 80 SCH, FLAT, ANY MFG BY DESCRP
4730109198 | ACTIVE | 03014612 | 03014612 | 2 | EA | MECH | FLANGE, PIPE, SOCKET WELD, 4", PVC, 150 LB, FLAT, ANY MFG BY DESCRP
6680339592 | ACTIVE | 03014614 | 03014614 | 1 | EA | ELEC/INS | CONTROL, LIQ LEVEL/LOW, CHARLES F WARRICK CO., 3N1A, WU: BOILER CHEMICAL FEED PUMPS TANK
6685361310 | ACTIVE | 03014614 | 03014614 | 6 | EA | MECH | SNUBBER, PRESSURE, GAS/LIQ, 1/2", BRS, NPT, WEKSLER INSTRUMENTS, RS6
6685361104 | ACTIVE | 99999999 | 03014614 | 1 | EA | MECH | SNUBBER, PRESSURE, FLTR, 1/2", STNLESS STL, 20000 PSI, THDED, WEKSLER INSTRUMENTS, A05E
6685361500 | ACTIVE | 03014614 | 03014614 | 4 | EA | MECH | SNUBBER, PRESSURE, 1/4", STNLESS STL, NPT, WEKSLER INSTRUMENTS, SW-42
0000000216 | ACTIVE | 33333333 | 03014618 | 4 | EA | MECH | FILTER,FUEL,CARQUEST,86358
0000000214 | ACTIVE | 33333333 | 03014618 | 5 | EA | MECH | FILTER,FUEL,CARQUEST,86353
0000000215 | ACTIVE | 33333333 | 03014618 | 4 | EA | MECH | FILTER,FUEL,CARQUEST,86357
0000000194 | ACTIVE | 33333333 | 03014621 | 3 | EA | MECH | FILTER,FUEL,CARQUEST,86115
0000000178 | ACTIVE | 33333333 | 03014624 | 2 | EA | MECH | FILTER,AIR,CARQUEST,88522
4810116154 | ACTIVE | 33333333 | 03014708 | 1 | EA | MECH | HOLDER, DISC, STEM, DRESSER INDUSTRIAL VALVE, 1576101
0100006185 | ACTIVE | 03014711 | 03014711 | 2 | EA | MECH | SPRING, COMPRESSION, DRWG# 5-4901-115-1, TAKE-UP SECTION-DFC, RH DR, 26-1/2", UCC, 401018-5, WU:U1 ECONOMIZER ASH SYSTEM
0100006191 | ACTIVE | 03014711 | 03014711 | 1 | EA | MECH | SPROCKET, DRWG# 5-2111-14-19, CRUSHER-18" X 18" REAR ACCESS DOOR, LH, UCC, 36485-3, WU:U1 ECONOMIZER ASH SYS
0100006181 | ACTIVE | 03014711 | 03014711 | 1 | EA | MECH | GASKET, SILICONE, 21-1/2" X 21-1/2" X .375 THK, DRWG# 5-4901-115-1, NON-ASBESTOS, UCC, 41147, WU:U1 ECONOMIZER ASH SYS.,TAKE-UP SECTION-D
0100006176 | ACTIVE | 03014711 | 03014711 | 2 | EA | MECH | SPACER,5,7/16" OD,DRWG# 5-4901-115-1,UCC,491163-2,WU:U1 ECONOMIZER ASH SYSTEM
0100006184 | ACTIVE | 03014711 | 03014711 | 2 | EA | MECH | SPRING, WAVE, DRWG# 5-4901-115-1, TAKE-UP SECTION-DFC, RH DR, 26-1/2", UCC, 401006-14, WU:U1 ECONOMIZER ASH SYSTEM
0100006195 | ACTIVE | 03014711 | 03014711 | 2 | EA | MECH | RING, LANTERN, SUB-ASSY #5-2109-7-13, UCC, 406128, WU:U1 ECONOMIZER ASH SYS
0100006190 | ACTIVE | 03014711 | 03014711 | 4 | EA | MECH | NUT, HEX, ACME THREAD, 1-1/2", TAKE-UP SECTION-DFC, RH DR, 26-1/2", 4 TPI, DRWG# 5-4901-115-1, UCC, 46172-3, WU:U1 ECONOMIZER ASH SYSTEM
0100006200 | ACTIVE | 03014711 | 03014711 | 4 | EA | MECH | PACKING,SQ,SUB-ASSY# 3-2109-11,GRASE FEEDER-REMOTE,UCC,40625-19,WU:U1 ECONOMIZER ASH SYSTEM
0100006192 | ACTIVE | 03014711 | 03014711 | 1 | EA | MECH | KEY, DRWG# 5-2111-14-19, CRUSHER-18" X 18" REAR ACCESS DOOR, LH, UCC, 404029-36, WU:U1 ECONOMIZER
0100006193 | ACTIVE | 03014711 | 03014711 | 1 | EA | MECH | KEY, DRWG# 5-2111-14-19, CRUSHER-18" X 18" REAR ACCESS DOOR, LH, .75"SQ X 3"L, 1018 CS; UCC, 404029-60, WU:U1 ECONOMIZER ASH SYSTEM
0100006194 | ACTIVE | 03014711 | 03014711 | 4 | EA | MECH | SPRING, WAVE, SUB-ASSY# 5-2109-7-13, CRUSHER-18" X 18", UCC, 401006-9, WU:U1 ECONOMIZER ASH SYSTEM
0100006197 | ACTIVE | 03014711 | 03014711 | 2 | EA | MECH | ADAPTER, SUB-ASSY# 3-2109-11, GRASE FEEDER-REMOTE, UCC, 40717-2, WU:U1 ECONOMIZER ASH SYS
0100006187 | ACTIVE | 03014711 | 03014711 | 24 | EA | MECH | WASHER, LOCK, HCL SPRING, TAKE-UP SECTION-DFC, RH DR, 26-1/2", DRWG# 5-4901-115-1, UCC, 46289-375, WU:U1 ECONOMIZER ASH SYS
0100006421 | ACTIVE | 03014717 | 03014717 | 3 | EA | MECH | ADAPTER, BEARING, PNM MACH SHOP, TAPER, 5-7/16"ID, CLAY-GROOMER MACH, ITEM# 145.70, WU:U1-4 AR PMPS, 6-3/4 IN
5999281008 | ACTIVE | 99999999 | 03014719 | 1 | EA | ELEC/INS | FINGER, CONTACT, CLUSTER, ABB POWER T&D CO., 502A851G01
4730107176 | ACTIVE | 03014809 | 03014809 | 4 | EA | MECH | REDUCER, PIPE, CS, SA234WPB SMLS, 3/4" NPS X 1/2"NPS, CONCENTRIC, SCH XH, BUTTWELD, ASME B16.9, ANY MFG, BY DESCRP
4730103290 | ACTIVE | 03014809 | 03014809 | 1 | EA | MECH | REDUCER, PIPE, SS, SA403WP316L SMLS, 3" NPS X 2" NPS, CONCENTRIC, SCH 40, BUTTWELD, ASME B16.9, ANY MFG, BY DESCRP
4730116763 | ACTIVE | 03014809 | 03014809 | 1 | EA | MECH | REDUCER, PIPE, SS, SA403WP316L SMLS, 4" NPS X 3" NPS, CONCENTRIC, SCH 40, BUTTWELD, ASME B16.9, ANY MFG, BY DESCRP
4730113778 | ACTIVE | 03014809 | 03014809 | 2 | EA | MECH | REDUCER, PIPE, CS, SA403WP316L SMLS, 2" NPS X 1-1/2" NPS, CONCENTRIC, SCH 40, BUTTWELD, ASME B16.9, ANY MFG, BY DESCRP
4730128388 | ACTIVE | 03014809 | 03014809 | 1 | EA | MECH | REDUCER, PIPE, CS A106, 2-1/2" X 2", CONC, STD, BUTTWELD, ANY MFG, BY DESCRP
0100000968 | ACTIVE | 03014809 | 03014809 | 12 | EA | MECH | REDUCER, PIPE, MALLEABLE IR, 1-1/2" X 1" FNPT, BELL, 150#, ANY MFG, BY DESCRP
0100000966 | ACTIVE | 03014809 | 03014809 | 2 | EA | MECH | REDUCER, PIPE, MALLEABLE IR, 1" X 3/4" FNPT, BELL, 150#, ANY MFG, BY DESCRP
0100004397 | ACTIVE | 03014819 | 03014819 | 1 | EA | ELEC/INS | TRANSMITTER, DIFFERENTIAL, P10, E RANGE, INVENSYS, IDP10-T22E01F-L1, WU: PLANT WIDE
5310155964 | ACTIVE | 03014822 | 03014822 | 1 | EA | MECH | NUT, LOCK, LIMITORQUE VALVE CONTROLS, CK1-29NTE-108
4730117480 | ACTIVE | 03014908 | 03014908 | 6 | EA | MECH | CONNECTOR, TUBING, 316 SS, 1/2" TUBE X 1/2" MALE SCKTWELD, SWAGELOK (ONLY), SS-810-1-8W
4730117670 | ACTIVE | 03014913 | 03014913 | 12 | EA | MECH | TEE, PIPE, SA105 FS,THDED NPT, 2", 3000 LB, ANY MFG, BY DESCRP
5330209833 | ACTIVE | 99999999 | 03014914 | 2 | EA | MECH | SEAL, MECHANICAL, PUMP, 2-3/4"ID, LAPMASTER INT'L A DIV., CFSP-52009, WU:WRTH PMP, FRM 5D1011, 10"X8"X13", HEAT EXCHNGR BOSTR PMP, 1&2, WW 3&4
0100001611 | ACTIVE | 33333333 | 03014914 | 4 | LB | MECH | PACKING, BULK, BRAIDED, 1/4", GRAPHITE/MONO-FILAMENT, PALMETTO 5080, NON-ASB, PALMETTO, BY DESCRP
5310161285 | ACTIVE | 03014919 | 03014919 | 20 | EA | MECH | NUT, CHEST, GENERAL ELECTRIC COMPANY, F301A125-56-C05
5310161251 | ACTIVE | 33333333 | 03014921 | 7 | EA | MECH | NUT, OEM, GENERAL ELECTRIC CO., F406A112-25-C01, WU:GE BLR FEED PUMP TURBINES 153066, 153069, VALVE 501E429 FRG-2, U3&4
8110000141 | ACTIVE | 03014923 | 03014923 | 26 | EA | MECH | LID, DRUM, PLASTIC, TIGHT HEAD, CLEAR, GLOBAL EQUIPMENT CO., 818105CL
0100002460 | ACTIVE | 03015001 | 03015001 | 11 | EA | ELEC/INS | FUSE, 600V, 2 A, CC, BUSSMAN, LP-CC-2, WU:WAREHOUSE MINI PICK
0100002455 | ACTIVE | 03015001 | 03015001 | 2 | EA | ELEC/INS | FUSE, CARTRIDGE, 2 A, FAST ACTING, BUSSMAN, KLM-2, WU:WAREHOUSE MINI PICK
0100002454 | ACTIVE | 03015001 | 03015001 | 2 | EA | ELEC/INS | FUSE, CARTRIDGE, 250 V, 2 A, DUAL ELEM/TIME DELAY, BUSSMAN, FNM-2, WU: WAREHOUSE MINI PICK
0100002471 | ACTIVE | 33333333 | 03015002 | 1 | EA | MECH | BRACKET, MOUNTING, BEF-AH-DME5, SICK, 2-027-721, WU:WAREHOUSE MINI PICK (FOR 1 OF THE CAMERAS, ALL ISLES)
0100002472 | ACTIVE | 03015002 | 03015002 | 2 | EA | ELEC/INS | CONNECTOR, CABLE, 5 PIN, MINI, FEMALE, TURCK, B4151-0/13.5, WU: WAREHOUSE MINI PICK,
0100002479 | ACTIVE | 03015002 | 03015002 | 2 | EA | ELEC/INS | SUPPRESSOR, SURGE, 110 - 280 VAC, ALLEN BRADLEY, 100-FSC280, WU: WAREHOUSE MINI PICK
0100002470 | ACTIVE | 03015002 | 03015002 | 8 | EA | ELEC/INS | BLOCK, FUSE, 600 V, 30 A, 13/32 X 1.5", 1POLE, BUSSMAN, CHCC1, WU: WAREHOUSE MINI PICK
0100002502 | ACTIVE | 03015004 | 03015004 | 1 | EA | MECH | REDUCER, GEAR, BOX, EXTRACTOR, RETROTECH, 345-20-004, WU:WAREHOUSE MINI PICK
0100002499 | ACTIVE | 03015004 | 03015004 | 1 | EA | ELEC/INS | FIXTURE, LIGHT, BEACON, AMBER, PANEL MOUNT, ALLEN BRADLEY, 855PB-B10LE522, WU: WAREHOUSE MINI PICK
0100006145 | ACTIVE | 03015004 | 03015004 | 3 | EA | ELEC/INS | SENSOR, MOVEMENT, REFLEXION, PHOTO-AUTOMATION, DIFFUSE MODE, PEPPERL+FUCHS, 210542, WU:WHSE MINI LOAD
0100002511 | ACTIVE | 03015005 | 03015005 | 2 | EA | ELEC/INS | RESISTOR, POWER, 180 WATT, 60 OHM, MILWAUKEE, 12-104-60RSQC W/VERT, WU: WAREHOUSE MINI PICK
0100002509 | ACTIVE | 03015005 | 03015005 | 2 | EA | ELEC/INS | CONNECTOR, EUROFAST, TEE, DEVICENET DROP, TURCK, RSM-FKM-RKM-57, WU: WAREHOUSE MINI PICK,
0100002516 | ACTIVE | 33333333 | 03015005 | 11 | FT | MECH | ROLLER, CHAIN, ENERGY, 1EA=12FT, IGUS, 220-062-150, WU:WHSE MINI PICK
0100002515 | ACTIVE | 03015005 | 03015005 | 1 | ST | MECH | BRACKET, CHAIN, ENERGY, FULL SET, 2 PCS=1 ST, IGUS, 2220-062-012, WU:WHSE MINI PICK
6110296917 | ACTIVE | 99999999 | 03015008 | 1 | EA | MECH | COOLER, ASSY/LEFT THROAT, GENERAL ELECTRIC CO., 132C2737G4
6110294508 | ACTIVE | 99999999 | 03015008 | 1 | EA | ELEC/INS | ROD,OPERATING,OEM,GENERAL ELECTRIC CO.,802B730G-1
5310153167 | ACTIVE | 03015014 | 03015014 | 28 | EA | MECH | WASHER, FLAT, 1", 316 SS, ANY MFG, BY DESCRP
5310153365 | ACTIVE | 03015014 | 03015014 | 56 | EA | MECH | NUT, HEX, 1", 316 SS, 8 TPI, ANY MFG, BY DESCRP
5310153720 | ACTIVE | 99999999 | 03015014 | 3 | EA | MECH | WASHER, LOCK, SPRING, 1", 316 SS, ANY MFG, BY DESCRP
5305143504 | ACTIVE | 33333333 | 03015019 | 2 | EA | MECH | BOLT, GENERAL ELECTRIC CO, U624P208L0950, WU: GE TURBINES, UNITS 1,3,4
5305144148 | ACTIVE | 99999999 | 03015019 | 16 | EA | MECH | BOLT, OEM, GENERAL ELECTRIC, U623P210-L0475, WU: U1,3,&4 GE TURBINE STOP VLV
5305145061 | ACTIVE | 33333333 | 03015019 | 4 | EA | MECH | BOLT, OEM GE U624P208L0800, WU: GE TURBINE, U-1,3&4
5010002771 | ACTIVE | 03015117 | 03015117 | 4 | EA | MECH | ELEMENT, FILTER, TURBINE, 3 MICRON/HIPR, GENERAL ELECTRIC, 254A7229P0008, WU:GE TURBINES 170X650,170X763,170X764, U-1,3,4
5010000932 | ACTIVE | 03015117 | 03015117 | 5 | EA | MECH | ELEMENT, FILTER, TURBINE, 0.5 MICRON, GENERAL ELECTRIC, 199A1090P0003, WU:GE TURBINES 170X650 170X763 170X764 MICRON BACKUP FILTER U-1,3,4
5330191080 | ACTIVE | 99999999 | 03015121 | 1 | EA | MECH | GASKET, SHELL/HIGH PRESSURE, NON-ASBESTOS, GENERAL ELECTRIC COMPANY, 106A9400P0003
0100005743 | ACTIVE | 03015204 | 03015204 | 3 | EA | ELEC/INS | SENSOR, PROXIMITY, TYPE: NBB4-12GM50-E2, EATON-KENWAY, 800734, WU:MINI LOAD
0100005746 | ACTIVE | 33333333 | 03015204 | 6 | EA | MECH | BELT, POWERGRIP 120XL037, GATES, BY DESCRP, WU: MINI LOAD
0100005744 | ACTIVE | 33333333 | 03015204 | 2 | EA | MECH | BRACKET, MOUNTING, OEM, EATON-KENWAY, 454324, MHPSB, WU:MINI LOAD
0100005745 | ACTIVE | 33333333 | 03015204 | 1 | EA | MECH | BRAKE, MECHANICAL, HOLDING, MDL: ERS-26, EATON-KENWAY, 5158-170-015, WU:MINI LOAD
0100005747 | ACTIVE | 33333333 | 03015204 | 1 | EA | ELEC/INS | BREAKER, CIRCUIT, 120 VAC, 40 A, STYLE: 2612D77G01, WESTINGHOUSE, BY DESCRP, WU: MINI LOAD
0100005741 | ACTIVE | 33333333 | 03015204 | 3 | EA | ELEC/INS | SENSOR, MOVEMENT, W/MOUNTING BRACKET, PAN POSITION, MICRO SWITCH FE7C-RC6VG-M, (3 SENDORS PER BRACKET), WU:MINI LOAD
0100005742 | ACTIVE | 33333333 | 03015204 | 3 | EA | ELEC/INS | SENSOR, PROXIMITY, MICRO SWITCH 972, SERIES 3-WIRE DC, PK 8041-0, EATON-KENWAY, 972AA4XM-A3P-L, WU:MINI LOAD
0100005050 | ACTIVE | 33333333 | 03015209 | 3 | EA | ELEC/INS | COIL,SOLENOID,GE,141A5524P0032,WU:OPERATING SPARES KIT FOR GE TMA-S1600 MD
5950248970 | ACTIVE | 03015209 | 03015209 | 1 | EA | ELEC/INS | COIL,125 DC V,GENERAL ELECTRIC,366A803G16,WU:FORNEY BURNER CONTROL SYSTEM
5950249044 | ACTIVE | 99999999 | 03015209 | 2 | EA | ELEC/INS | COIL,OPERG,WESTINGHOUSE ELECTRIC,1461C19G73
4730107119 | ACTIVE | 03015212 | 03015212 | 1 | EA | MECH | SOCKOLET, 10" - 8" X 2" NPS, SA182F316L, 3000 LB, ANY MFG, BY DESCRP
4730113273 | ACTIVE | 03015212 | 03015212 | 2 | EA | MECH | SOCKOLET, 3" X 2" NPS, SA182F316L, 3000 LB, ANY MFG, BY DESCRP
4730107481 | ACTIVE | 03015212 | 03015212 | 1 | EA | MECH | SOCKOLET, 8" - 3-1/2" X 1-1/2" NPS, SA182F316L, 3000 LB, ANY MFG, BY DESCRP
5365212744 | ACTIVE | 99999999 | 03015219 | 2 | EA | MECH | BUSHING, GENERAL ELECTRIC CO, 222A2928P0101, WU: GE TURBINES
3020056408 | ACTIVE | 03020101 | 03020101 | 1 | EA | MECH | GEAR, LEFT HAND, FLUIDYNE, 400005, WU:FUEL OIL FLOW METER, U-3&4
3020056390 | ACTIVE | 03020101 | 03020101 | 1 | EA | MECH | GEAR, RIGHT HAND, FLUIDYNE, 400004, WU:FUEL OIL FLOW METERS, U-3&4
5999287567 | ACTIVE | 03020102 | 03020102 | 1 | EA | ELEC/INS | TRANSMITTER, TEMPERATURE, PROGRAMABLE, 4-20MA, MOORE INDUSTRIES CO. CONT, SPT/TPRG/PRG/U/-C/DIN
5305149667 | ACTIVE | 03020107 | 03020107 | 102 | EA | MECH | SCREW, MACHINE, 1/4" X 3/4", FLAT/SLOTTED, 316 SS, 20 TPI, WU: PLANT WIDE
5305143801 | ACTIVE | 99999999 | 03020107 | 5 | EA | MECH | SCREW, MACHINE, #10-24 X 1/2", FLAT, 316 SS
5305147281 | ACTIVE | 03020107 | 03020107 | 66 | EA | MECH | SCREW, MACHINE, #12-24 X 3/4", FLAT/SLOTTED, 18-8 SS
5305149543 | ACTIVE | 03020107 | 03020107 | 98 | EA | MECH | SCREW, MACHINE, #10-24 X 1/2", FLAT/SLOTTED, 18-8 SS
5305152869 | ACTIVE | 33333333 | 03020107 | 266 | EA | MECH | SCREW, MACHINE, #8-32 X 1/2", FLAT/SLOTTED, BRS
5305152877 | ACTIVE | 03020107 | 03020107 | 422 | EA | MECH | SCREW, MACHINE, #8-32 X 3/4", FLAT/SLOTTED, ZINC PLTD STL
4730114818 | ACTIVE | 03020109 | 03020109 | 6 | EA | MECH | TEE, TUBING, UNION, BRASS, TUBE, 1/2", SWAGELOK, B-810-3
4730112051 | ACTIVE | 03020109 | 03020109 | 6 | EA | MECH | ELBOW, TUBE, UNION, BRASS, 90 DEG, 1/2", TUBE, SWAGELOK (ONLY), B-810-9
4730118215 | ACTIVE | 03020109 | 03020109 | 24 | EA | MECH | TEE, TUBING, UNION, BRASS, TUBE, 3/8", SWAGELOK, B-600-3
4730106673 | ACTIVE | 03020109 | 03020109 | 24 | EA | MECH | TEE, TUBING, UNION, BRASS, TUBE, 1/4", SWAGELOK, B-400-3
4730113729 | ACTIVE | 03020109 | 03020109 | 12 | EA | MECH | ELBOW, TUBE, UNION, BRASS, 90 DEG, 3/8", TUBE, SWAGELOK (ONLY), B-600-9
4730114180 | ACTIVE | 03020109 | 03020109 | 12 | EA | MECH | ELBOW, TUBE, UNION, BRASS, 90 DEG, 1/4", TUBE, SWAGELOK (ONLY), B-400-9
5330184416 | ACTIVE | 03020111 | 03020111 | 14 | EA | MECH | GASKET, RAISED FACE, 6", 1/8"THK, 150#, TEFLON ENV/TETRA BLU, NON-ASBESTOS, ANCHOR PACKING CO, BY DESCRP
5330184283 | ACTIVE | 33333333 | 03020111 | 15 | EA | MECH | GASKET, RAISED FACE, 6", 1/16"THK, TEFLON ENV/TETRA BLU, NON-ASBESTOS, THE ANCHOR PACKING CO, BY DESCRP
5330225342 | ACTIVE | 03020111 | 03020111 | 27 | EA | MECH | GASKET, RAISED FACE, 6" X 1/16"THK,150#, NON-ASBESTOS, GARLOCK INC, BY DESCRP
5930228118 | ACTIVE | 03020112 | 03020112 | 1 | EA | ELEC/INS | SWITCH, MANUAL, ROCKER, 10 A, 250 VAC,1 5 A, 125 VAC, 3/4 HP, 250 VAC, GENERAL ELECTRIC CO., T1GL54-1L-WH-FN
5330189001 | ACTIVE | 03020112 | 03020112 | 3 | EA | MECH | GASKET, FULL FACE, 6" X 1/16"THK,150#, GARLOCK, NON-ASBESTOS, RICHARD KLINGER INC., C4400
5330172742 | ACTIVE | 03020112 | 03020112 | 11 | EA | MECH | GASKET, FULL FACE, 6", 1/8"THK, 150#, 8 HOLES (7/8" HOLE), RED RUBBER, NON-ASBESTOS, ANY MFG, BY DESCRP
4320085378 | ACTIVE | 03020113 | 03020113 | 2 | EA | MECH | IMPELLER, CLOSED, 316 SS, WORTHINGTON PUMP, 74390675, WU:WORTH PMP MDL D-1011, S/N Y726068, FRAME 3, SIZE 3X1X13, WASTE PMP
4320085402 | ACTIVE | 03020113 | 03020113 | 1 | EA | MECH | IMPELLER, CLOSED, 8.9"DIA, 316 SS, WORTHINGTON PUMPS CORP., 959427, WU: WOR MODEL 1011, SERIAL Y7 25251/A, FR 3, 316SS, SIZE 4X3X10, SO2 BC FEED
4820127381 | ACTIVE | 03020114 | 03020114 | 1 | EA | MECH | VALVE, RELIEF, SAFETY, 3/4" MNPT X 1", FNPT, 660 PSI, NON-ASB, CONSOLIDATED, 19110MC-2-CC-MS
4030000584 | ACTIVE | 03020115 | 03020115 | 29 | EA | TOOL | CLAMP,WIRE ROPE, CLIP,ROPE SIZE 1/2",CAMPBELL CHAIN CO.,699-0834
0100003973 | ACTIVE | 33333333 | 03020116 | 2 | EA | ELEC/INS | TRANSMITTER, PRESSURE, 4-20MA CONFIGURABLE, 1/2" NPT CONDUIT CONN, FOXBORO, 1DP10-D22B21F-M1L1, WU: UNIT 4, DRUM TRANSMITTERS
9515000298 | ACTIVE | 03020116 | 03020116 | 3 | BX | STRUC | SHIM, STOCK, 6"W, 50"L, 0.025"THK, 302 SS, ANY MFG, BY DESCRP
0100006617 | ACTIVE | 03020117 | 03020117 | 1 | EA | ELEC/INS | METER, FLOW, SIEMENS ENERGY, A5E01263335, WU: U-4 VFD BUILDING
0100006615 | ACTIVE | 03020117 | 03020117 | 1 | EA | ELEC/INS | SENSOR, CONDUCTIVITY, SIEMENS ENERGY, A1A099738, WU: U-4 VFD BUILDING
0100006616 | ACTIVE | 03020117 | 03020117 | 1 | EA | ELEC/INS | SWITCH, LEVEL, SIEMENS ENERGY, A1A084245, WU: U-4 VFD BUILDING
0100006621 | ACTIVE | 03020117 | 03020117 | 1 | EA | ELEC/INS | POWERSUPPLY, SIEMENS ENERGY, 6ES73071EA010AA0, WU: U-4 VFD BUILDING
0100006619 | ACTIVE | 03020117 | 03020117 | 1 | EA | ELEC/INS | RELAY, CONTROL, MONITORING, SIEMENS ENERGY, 3UG46142BR20, WU: U-4 VFD BLDG
0100006620 | ACTIVE | 03020117 | 03020117 | 1 | EA | ELEC/INS | RELAY, TIME DELAY, SIEMENS ENERGY, 3RP25121AW30, WU: U-4 VFD BLDG
0100001304 | ACTIVE | 03020118 | 03020118 | 45 | EA | SAFETY | BAG, STORAGE, FULL FACE RESPIRATOR, NYLON/VINYL, BLACK, VELCRO FLAP/BELT LOOPS, 2W INTERNATIONAL, FM-7440BK
0100001305 | ACTIVE | 03020118 | 03020118 | 9 | EA | MECH | BELT, WEBBED, 2", 2W INTERNATIONAL, FM 7500, PLANT WIDE,(USE WITH THE RESPIRATOR BAG)
0100006563 | ACTIVE | 03020119 | 03020119 | 1 | EA | ELEC/INS | CONTRACTOR, ASSEMBLY, 1200 A, SIEMENS ENERGY, A5E31704948, WU: U-4 ID FAN VFD
0100006586 | ACTIVE | 03020119 | 03020119 | 1 | EA | ELEC/INS | KIT, OUTPUT, VFD, HALLEFFECT, SIEMENS ENERGY, A1A097794, WU: U-4 ID FAN VFD
0100006583 | ACTIVE | 03020119 | 03020119 | 1 | EA | ELEC/INS | ASSEMBLY, VOLTAGE DIVIDER, VFD, 6.9 KV, SIEMENS ENERGY, A1A164877.07, WU: U-4 ID FAN VFD
0100006584 | ACTIVE | 03020119 | 03020119 | 1 | EA | ELEC/INS | ASSEMBLY, VOLTAGE DIVIDER, VFD, 6.9 KV OUTPUT, SIEMENS ENERGY, A1A164877.06, WU: U-4 ID FAN VFD
0100006585 | ACTIVE | 03020119 | 03020119 | 1 | EA | ELEC/INS | TRANSFORMER, INPUT, VFD, 800:5, CT, SIEMENS ENERGY, A1A094227, WU: U-4 ID FAN VFD
5330225425 | ACTIVE | 33333333 | 03020120 | 5 | EA | MECH | SEAL, BEARING, GRINDING ROLL, VITON, GARLOCK 21852-4163
8020000082 | ACTIVE | 03020121 | 03020121 | 19 | EA | TOOL | BRUSH, PAINT, POLYCHIP, 4", ANY MFG, BY DESCRP
8020000033 | ACTIVE | 03020121 | 03020121 | 39 | EA | TOOL | BRUSH, PAINT, POLYCHIP, 3", MILWAUKEE, 21641
0100006011 | ACTIVE | 03020122 | 03020122 | 1 | EA | ELEC/INS | STARTER, NEMA MAGNETIC MOTOR, SIZE 3, COIL V 120VAC, AMPS AC 90, 3 POLES, 3 PHASE, EATON CORP, AN19KN0A5E100, WU:ALL UNITS/RIVERSTATION
0100006013 | ACTIVE | 03020122 | 03020122 | 1 | EA | ELEC/INS | STARTER, NEMA MAGNETIC MOTOR, SIZE 2, COIL V 120VAC, AMPS AC 45, 3 POLES, 3 PHASE, EATON CORP, AN19GN0A5E045, WU:ALL UNITS/RIVERSTATION
0100006014 | ACTIVE | 33333333 | 03020122 | 1 | EA | ELEC/INS | STARTER, NEMA MAGNETIC MOTOR, SIZE 1, COIL V 120VAC, AMPS AC 27, 3 POLES, 3 PHASE, EATON CORP, AN19DN0A5E020, WU:ALL UNITS/RIVERSTATION
0100006019 | ACTIVE | 03020122 | 03020122 | 1 | EA | ELEC/INS | LIGHT, PILOT, LED, 120 V, WHITE, EATON CORP, E22LED120WN, WU:ALL UNITS/RIVERSTATION
0100006016 | ACTIVE | 03020122 | 03020122 | 1 | EA | ELEC/INS | BLOCK, CONTACT-STD, NEMA 4X, 600VAC/10A, 250VDC/5A, 1 NO CONTACT, PRESSURE TERMINAL, 30.5 MM H D, WATER/OILTIGHT, EATON CORP, 10250T53, WU:U1-4
0100006018 | ACTIVE | 03020122 | 03020122 | 1 | EA | ELEC/INS | LENS, INDICATING PUSHBUTTON, HEAVY-DUTY ZINC DIE CAST, GREEN, EATON CORP, 10250TC2N, WU:ALL UNITS/RIVERSTATION
0100006017 | ACTIVE | 03020122 | 03020122 | 1 | EA | ELEC/INS | LENS, INDICATING PUSHBUTTON, HEAVY-DUTY ZINC DIE CAST, RED, EATON CORP, 10250TC1N, WU:ALL UNITS/RIVERSTATION
7240422563 | ACTIVE | 03020123 | 03020123 | 15 | EA | OFF/JAN | BUCKET, W/SPOUT, GALV STL, 1 GL, W/OPEN TOP, PARKER-HANNIFIN HOSE PROD, 75-444
5305143389 | ACTIVE | 03020203 | 03020203 | 50 | EA | MECH | SCREW, MACHINE, #6-32 X 1/2", RND/SLOTTED, BRS
5305148586 | ACTIVE | 03020203 | 03020203 | 128 | EA | MECH | SCREW, MACHINE, #6-32 X 2", RND/SLOTTED, BRS
5305148255 | ACTIVE | 03020203 | 03020203 | 40 | EA | MECH | SCREW, MACHINE, #6-32 X 1", RND/SLOTTED, BRS
5310153639 | ACTIVE | 03020203 | 03020203 | 143 | EA | MECH | NUT, HEX, #6, NC, BRASS, 32 TPI, ANY MFG, BY DESCRP
5305150764 | ACTIVE | 03020203 | 03020203 | 79 | EA | MECH | SCREW, MACHINE, #6-32 X 3/4", RND/SLOTTED, BRS
5310156038 | ACTIVE | 03020203 | 03020203 | 140 | EA | MECH | WASHER, FLAT, MACHINE SCREW, SIZE #6, BRASS, ANY MFG, BY DESCRP
5310154769 | ACTIVE | 99999999 | 03020203 | 250 | EA | MECH | WASHER, LOCK, #6, BRASS
5975263657 | ACTIVE | 03020204 | 03020204 | 1 | EA | ELEC/INS | COVER, BOX, RECPT, SINGLE, W/ PROOF, APPLETON, FSK-WR1
5975268342 | ACTIVE | 03020204 | 03020204 | 5 | EA | ELEC/INS | COVER, BOX, DPLX RCPT, SINGLE, IRON, CROUSE HINDS CO., DS23G
5975257634 | ACTIVE | 33333333 | 03020204 | 2 | EA | ELEC/INS | COVER, BOX, DPLX RCPT, 2 GANG, KILLARK, 2FA
5975258954 | ACTIVE | 03020204 | 03020204 | 1 | EA | ELEC/INS | COVER, BOX, SWITCH, 2 GANG, KILLARK, 2FT
5975268359 | ACTIVE | 03020204 | 03020204 | 4 | EA | ELEC/INS | COVER, BOX, SWITCH, SINGLE, BLTED, APPLETON, FSK-1TS-C
5975260109 | ACTIVE | 03020204 | 03020204 | 1 | EA | ELEC/INS | COVER, BOX, BLANK, AL, SINGLE, 1 GANG, APPLETON ELEC CO., FSK1BA
5975263285 | ACTIVE | 33333333 | 03020204 | 3 | EA | ELEC/INS | COVER, BOX, SINGLE RCPT, SS, HUBBELL LIGHTING DIV., S725
5975261651 | ACTIVE | 03020204 | 03020204 | 18 | EA | ELEC/INS | COVER, BOX, BLANK, 4", RND, STEEL CITY DIV., 54C1
5975260653 | ACTIVE | 33333333 | 03020204 | 7 | EA | ELEC/INS | COVER, BOX, 14 GA GALV, 1/2" KO, 4" X 4", STEEL CITY DIV., 52C6
4730111921 | ACTIVE | 03020206 | 03020206 | 3 | EA | MECH | TEE, PIPE, SA182 F20/SB462 UNS8020, SCKTWELD, 1/2", 3000 LB, ANY MFG, BY DESCRP
0100001879 | ACTIVE | 33333333 | 03020206 | 2 | EA | MECH | ELBOW, PIPE, ALLOY 20 SA182F20/SB462 UNS 8020, 45 DEG, NPS 1/2", 3000 LB, SOCKET WELD, ANY MFG BY DESC
0100001881 | ACTIVE | 03020206 | 03020206 | 19 | EA | MECH | ELBOW, PIPE, ALLOY 20 SA182F20/SB462 UNS 8020, 90 DEG, NPS 1/2", 3000 LB, SOCKET WELD, ANY MFG BY DESC
4730104496 | ACTIVE | 03020206 | 03020206 | 4 | EA | MECH | COUPLING, PIPE, 1/2" NPS, SW, 3000 LB, CARP 20, SA182F20/SB462 UNS8020, ANY MFG, BY DESCRP
5360199409 | ACTIVE | 03020208 | 03020208 | 8 | EA | MECH | SPRING, SEAL, WESTINGHOUSE ELEC (HOWDEN FAN), 696B586H005
5360198484 | ACTIVE | 99999999 | 03020208 | 9 | EA | MECH | SPRING, SEAL, WESTINGHOUSE ELECTRIC, 696B586-H04, WU: WESTINGHOUSE PRIMARY AIR FAN PART
5310154090 | ACTIVE | 03020210 | 03020210 | 250 | EA | MECH | NUT, HEX, #6, STL, 32 TPI, ANY MFG, BY DESCRP
5305150343 | ACTIVE | 03020210 | 03020210 | 392 | EA | MECH | SCREW, MACHINE, #6-32 X 1", RND/SLOTTED, ZINC PLTD STL
5305149816 | ACTIVE | 99999999 | 03020210 | 110 | EA | MECH | SCREW, MACHINE, #6-32 X 1-1/2", RND/SLOTTED, ZINC PLTD STL
5305149824 | ACTIVE | 03020210 | 03020210 | 100 | EA | MECH | SCREW, MACHINE, #6-32 X 3/4", RND/SLOTTED, ZINC PLTD STL
5305149808 | ACTIVE | 03020210 | 03020210 | 319 | EA | MECH | SCREW, MACHINE, #8-32 X 1", RND/SLOTTED, ZINC PLTD STL
5305144783 | ACTIVE | 03020210 | 03020210 | 198 | EA | MECH | SCREW, MACHINE, #6-32 X 1/2", RND/SLOTTED, ZINC PLTD STL
4820119008 | ACTIVE | 33333333 | 03020211 | 2 | EA | MECH | VALVE, GLOBE, Y PATTERN, 3/4", CS A105 BODY, 4200 CWP, STELLITE DISC, STEM CR13, NON-ASB, ASME/ANSI B16.34, ROCKWELL INTN'L, F36124
0100003076 | ACTIVE | 03020212 | 03020212 | 10 | EA | ELEC/INS | CONNECTOR, DIN, W/6M MOULDED CABLE, BABCOCK & WILCOX, 6333417, WU: U3&4 BAGHOUSE PULSE AIR HEADERS
0100003075 | ACTIVE | 03020212 | 03020212 | 11 | EA | ELEC/INS | CONNECTOR, W/5M MOULDED CABLE, DIN, BABCOCK & WILCOX, 6333416, WU: U3&4 BAGHOUSE PULSE AIR HEADERS
0100003074 | ACTIVE | 03020212 | 03020212 | 21 | EA | ELEC/INS | CONNECTOR, W/3M MOULDED CABLE, DIN, BABCOCK & WILCOX, 6333415, WU:U3&4 BAGHOUSE PULSE AIR HEADERS,
3439000609 | ACTIVE | 03020217 | 03020217 | 50 | EA | TOOL | ELECTRODE, CUTTING, ROD, CHAMFERING/GOUGING, 1/4" X 12", ANY MFG, BY DESCRP, 50EA/PK
3110067828 | ACTIVE | 99999999 | 03020218 | 1 | EA | MECH | BEARING, DRIVE END, DRV END, GENERAL ELECTRIC CO., 34C540057-701, WU: PRIM AIR FAN 2A S/N KG8381290 + PULV S/N JN8408556
0100004411 | ACTIVE | 03020219 | 03020219 | 2 | EA | ELEC/INS | RELAY, OVERLOAD, STATIC TRIP DEVICE, 12 VDC, 0-1A CT SECONDARY CURRENT, 60HZ, VERTICAL LEFT MOUNT, W/MOUNTING KIT, UTILITY RELAY CO, B-521L-P2
0100000091 | ACTIVE | 03020219 | 03020219 | 2 | EA | ELEC/INS | RELAY, OVERLOAD, STATIC TRIP DEVICE, 12 VDC, 0-1A CT SECONDARY CURRENT, 60HZ, VERTICAL RIGHT MOUNT, W/MOUNTING KIT, UTILITY RELAY CO, B-521R-P2
3110066960 | ACTIVE | 03020219 | 03020219 | 4 | EA | MECH | BEARING, SUCTION BELL, ZINC LESS BRONZE,WORTHINGTON PUMP, 625318-00, WU:PUMP MDL 16QL21, SIZE 16", RIVER WATER STATION
5330195867 | ACTIVE | 03020219 | 03020219 | 3 | EA | MECH | O-RING, MILTON ROY CO, 402-0492-020
3455000459 | ACTIVE | 03020222 | 03020222 | 6 | EA | TOOL | BLADE, CUTTING, SAW POWERBAND, 1"W, 13'11"L, 0.035"THK, HS STL, RAKER, 8T, CAPEWELL MFG CO, 923W13111
4710101421 | ACTIVE | 03020223 | 03020223 | 140 | FT | MECH | TUBING, NYLON, 1/2", PARKER-HANNIFIN HOSE PROD, NN-8-062
4720000720 | ACTIVE | 33333333 | 03020223 | 100 | FT | MECH | HOSE, 1/4", 100'L, NYLON, PARKER-HANNIFIN, FS-04-100, WU:LOW PRES HYDRAULICS & AIR BLOW GUNS IN SHOP
9510000335 | ACTIVE | 03020301 | 03020301 | 1 | EA | STRUC | STOCK, BAR, FLAT, 12"W, 24"L, 3/8"THK, LOW CARBON, ANY MFG, BY DESCRP, PRECISION GROUND, FREE MACHINING
3439002811 | ACTIVE | 03020301 | 03020301 | 16 | LB | TOOL | ELECTRODE, WELDING, ROD, 3/32"DIA, SS, E347-16, MILL TEST REPORT REQ'D, (6# CONT), ANY MFG, BY DESCRP, INSPECTION REQ'D
5130000259 | ACTIVE | 03020302 | 03020302 | 8 | EA | TOOL | CHISEL, PNEUMATIC, NARROW, 1"X 18", BRUNNER + LAY CO., BY DESCRP
5305146713 | ACTIVE | 03020303 | 03020303 | 100 | EA | MECH | SCREW, MACHINE, #12-24 X 1/2", RND/SLOTTED, BRS
5305144866 | ACTIVE | 99999999 | 03020303 | 150 | EA | MECH | SCREW, MACHINE, #12-24 X 3/4", RND/SLOTTED, BRS
5310154348 | ACTIVE | 99999999 | 03020303 | 100 | EA | MECH | WASHER, LOCK, #12, BRASS
5310154926 | ACTIVE | 99999999 | 03020303 | 195 | EA | MECH | WASHER, FLAT, #12, BRASS, ANY MFG, BY DESCRP
5310156954 | ACTIVE | 03020305 | 03020305 | 3 | EA | MECH | WASHER, LOCK, IMPELLER NUT, 316 SS, WORTHINGTON PUMPS, 390081-00
5310156962 | ACTIVE | 03020305 | 03020305 | 2 | EA | MECH | WASHER, LOCK, W-20, IMPELLER NUT,WORTHINGTON PUMPS, 390081-01
5365216265 | ACTIVE | 03020305 | 03020305 | 4 | EA | MECH | RING, RETAINING, SNAP, WORTHINGTON PUMP CORP, 801584-44
5950250232 | ACTIVE | 99999999 | 03020306 | 1 | EA | ELEC/INS | TRANSFORMER, AUX, ALIMAK ELEVATOR COMPANY, 3001-296-103
3439002787 | ACTIVE | 03020306 | 03020306 | 30 | LB | TOOL | ELECTRODE, WELDING, ROD, 3/32"DIA, SS, E317/317L-16, MILL TEST REPORT REQ'D, (6# CONT), ANY MFG, BY DESCRP, INSPECTION REQ'D
4730106111 | ACTIVE | 03020307 | 03020307 | 1 | EA | MECH | ELBOW, PIPE, SA182F20/SB462 UNS8020, 90 DEG, NPS 2", 3000 LB, SOCKET WELD, ANY MFG BY DESCRP
0100001883 | ACTIVE | 03020307 | 03020307 | 2 | EA | MECH | TEE, PIPE, 2", 3000 LB, SCKTWELD, ALLOY 20, SA182 F20/SB462 UNS 8020, ANY MFG, BY DESCRP
4730116029 | ACTIVE | 03020307 | 03020307 | 2 | EA | MECH | ELBOW, PIPE, SA182F20/SB462 UNS8020, 90 DEG, NPS 1-1/4", 3000 LB, SOCKET WELD, ANY MFG BY DESCRP
4730107788 | ACTIVE | 03020307 | 03020307 | 6 | EA | MECH | ELBOW, PIPE, SA182F20/SB462 UNS8020, 90 DEG, NPS 1-1/2", 3000 LB, SOCKET WELD, ANY MFG BY DESCRP
4730103555 | ACTIVE | 03020307 | 03020307 | 5 | EA | MECH | ELBOW, PIPE, SA182F20/SB462 UNS8020, 45 DEG, NPS 1-1/2", 3000 LB, SOCKET WELD, ANY MFG BY DESCRP
4730108836 | ACTIVE | 03020307 | 03020307 | 4 | EA | MECH | COUPLING, PIPE, A20, SCKTWELD, NPS 1-1/2", 3000#, SA182F20/SB462 UNS8020, ANY MFG, BY DESCRP
0100003090 | ACTIVE | 33333333 | 03020311 | 1 | EA | ELEC/INS | THERMOCOUPLE, TYPE E, DUAL ELEMENT, BABCOCK & WILCOX, 6347005, WU: U3&4 BAGHOUSE HOPPER HEATING SYSTEM
5975263558 | ACTIVE | 03020312 | 03020312 | 1 | EA | ELEC/INS | BODY, CONDUIT, C, 1/2", AL, HAZARD LOCATION, KILLARK, GEMC-1
5977263127 | ACTIVE | 03020313 | 03020313 | 8 | EA | ELEC/INS | BRUSH, ELECTRICAL, GENERAL ELECTRIC, 61049003TZ, WU: EXCITOR SYSTEM
0100005670 | ACTIVE | 03020314 | 03020314 | 9 | EA | MECH | GASKET, 13-3/8"ID X 15-3/4"OD X 1/32"THK, (W/ NTCHD ID 2-1/2" WIDE 3/16 DEEP BTWN HOLS) NON-ASB, GIW IND INC., 621-0479P-04-03MIP, WU:1-4 AR PMPS
5340190122 | ACTIVE | 03020315 | 03020315 | 3 | EA | TOOL | CORE, MECHANICAL, UNCOMBINATED, FINISH 612, BEST LOCK CORPORATION, 1C7M1
5340190098 | ACTIVE | 03020315 | 03020315 | 7 | EA | TOOL | PADLOCK,W/O CORE,3/8 IN,4 IN
5340190072 | ACTIVE | 33333333 | 03020315 | 5 | EA | TOOL | PADLOCK, W/O CORE, 1/4", 2", BEST LOCK CORP, 1B772
5340190080 | ACTIVE | 03020315 | 03020315 | 14 | EA | TOOL | PADLOCK,W/O CORE,3/8 IN,2 IN
5330194688 | ACTIVE | 03020316 | 03020316 | 2 | EA | MECH | GASKET, RAISED FACE, 6" X 1/8"THK, 150#, NEOPRENE/TEFLON ENV, NON-ASBESTOS, THE ANCHOR PACKING CO, BY DESCRP
5330184788 | ACTIVE | 03020316 | 03020316 | 8 | EA | MECH | GASKET, FULL FACE, 6", 1/8"THK, 150#, NEOPRENE, NON-ASBESTOS, ANY MFG, BY DESCRP
5330172999 | ACTIVE | 03020316 | 03020316 | 12 | EA | MECH | GASKET, RAISED FACE, 6", 1/16"THK, 300#, ROUND, NON-ASBESTOS, RICHARD KLINGER INC., C4400
5330212944 | ACTIVE | 03020316 | 03020316 | 3 | EA | MECH | GASKET, RAISED FACE, 6",150#, ROUND, NEOPRENE, NON-ASBESTOS, ANY MFG, BY DESCRP
5330212993 | ACTIVE | 03020316 | 03020316 | 2 | EA | MECH | GASKET, RAISED FACE, 6", 300#, ROUND, NEOPRENE, NON-ASBESTOS, ANY MFG, BY DESCRP
3010050304 | ACTIVE | 03020317 | 03020317 | 1 | ST | MECH | GRIDMEMBER, COUPLING, 100T, FALK CORP, 1100T-GRID, WU:FALK MOTOR COUPLING PARTS
3010050031 | ACTIVE | 03020317 | 03020317 | 1 | EA | MECH | HUB, COUPLING, 100T, ROUGH BORE, FALK, 1100T-RSB, WU:FALK STEELFLEX COUPLING
3010051393 | ACTIVE | 03020317 | 03020317 | 1 | EA | MECH | COVER, GRIDMEMBER, 1100T10, FALK CORPORATION DIVISION, 1100T10, COVER ONLY
5330198218 | ACTIVE | 03020317 | 03020317 | 2 | KT | MECH | SEAL, KIT, COUPLING, FALK CORP DIV, 1100-T10 SK
5925232463 | ACTIVE | 03020318 | 03020318 | 2 | EA | TOOL | CORD, EXTENSION, ELEC, 25', AUTO RESET GFCI DEVICE, 14/3 CABLE, 15A-125V, INDOOR/OUTDOOR, ERICSON MFG, 1081-14-25PL, (NO RETURNS ON USED CORDS)
5310156855 | ACTIVE | 03020319 | 03020319 | 2000 | EA | MECH | WASHER, INSULATION, SQUARE, 2-1/2" X 2-1/2", SS,
8465000134 | ACTIVE | 03020320 | 03020320 | 22 | EA | TOOL | HOLDER, FLASHLIGHT, NATURAL, KLEIN TOOLS, 5129
8465000209 | ACTIVE | 03020320 | 03020320 | 18 | EA | TOOL | HOLDER, KEY RING, 1/2", ANY MFG, BY DESCRP
8020000058 | ACTIVE | 03020321 | 03020321 | 22 | EA | TOOL | BRUSH, PAINT, POLYCHIP, 2", MILWAUKEE, BY DESCRP
8020000074 | ACTIVE | 03020321 | 03020321 | 13 | EA | TOOL | BRUSH, PAINT, POLYCHIP, 1", ANY MFG., BY DESCRP
4730136167 | ACTIVE | 33333333 | 03020322 | 2 | EA | MECH | CLAMP,PIPE, ALL-A-ROUND,6"X 12",304 SS,W/BLTS/NUTS/BAR WSHRS,MORRIS COUPLING CO,8106626B031,WU GENERAL PLANT USE
4730128537 | ACTIVE | 03020401 | 03020401 | 4 | EA | MECH | TEE, PIPE, SA234 SEAMLESS, BUTTWELD, WPB, 3", SCH XH, ANY MFG, BY DESCRP
9510000665 | ACTIVE | 03020403 | 03020403 | 2 | EA | STRUC | STOCK, BAR, FLAT, 12"W, 24"L, 1/4"THK, LOW CARBON, ANY MFG, BY DESCRP, PRECISION GROUND, FREE MACHINING
3030055135 | ACTIVE | 03020405 | 03020405 | 4 | EA | MECH | BELT, DRIVE, 0.375"W, 0.313"THK, 67.000" OUTER CIR, GATES, 3VX670
4820122028 | ACTIVE | 33333333 | 03020406 | 1 | EA | MECH | VALVE, PLUG, 1-1/2", 316SS BODY, FLGD, 150#, NON-ASB, ANY MFG, BY DESCRP
4820122853 | ACTIVE | 03020406 | 03020406 | 2 | EA | MECH | VALVE, PLUG, 1", FS BODY, THD, 300#, NON-ASB, WCB GRD, NORDSTROM, 2024
4820122457 | ACTIVE | 03020406 | 03020406 | 1 | EA | MECH | VALVE, CHECK, BALL, 3/4", FS, SCKTWELD, 600 PSI, NON-ASB,TEXSTEAM CORP, 1004
5930230544 | ACTIVE | 99999999 | 03020407 | 2 | EA | ELEC/INS | ENCLOSURE, ELECTRICAL, SINGLE GANG/LIMIT SW, 3-1/2"W, 5-1/8"L, FERALOY, ELECTROGALV, BLTED, 125/250 V/15/10 A/2 P, CROUSE HINDS COMPANY, EFS
5930228928 | ACTIVE | 03020407 | 03020407 | 1 | EA | ELEC/INS | SWITCH, TEMPERATURE, OVERLD, 125/250 V, 20 A, CROUSE HINDS, EFS21100
4730118231 | ACTIVE | 03020408 | 03020408 | 18 | EA | MECH | NIPPLE, PIPE, CARBON STEEL, 3/8" X 6", THDED NPT, SCH 80, SA106B, ANY MFG BY DESCRP
4730110394 | ACTIVE | 03020408 | 03020408 | 13 | EA | MECH | NIPPLE, PIPE, FORGED STEEL, 3/8" X 4", THDED NPT, SCH 80, SA106B, ANY MFG BY DESCRP
4730113786 | ACTIVE | 03020408 | 03020408 | 25 | EA | MECH | NIPPLE, PIPE, FORGED STEEL, 3/8" X 3",THDED NPT, SCH 80, SA106B, ANY MFG BY DESCRP
4730110550 | ACTIVE | 03020408 | 03020408 | 8 | EA | MECH | NIPPLE, PIPE, FORGED STEEL, 3/8" X CLOSE, THDED NPT, SCH 80, SA106B, MFG,BY DESCRP
4730105550 | ACTIVE | 03020410 | 03020410 | 11 | EA | MECH | THREADOLET, 12"-6" X 3/4" NPS, SA105, 3000 LB, MSS SP-97 AND B31.1, ANY MFG, BY DESCRP
4730105824 | ACTIVE | 03020410 | 03020410 | 1 | EA | MECH | THREADOLET, 1" X 3/4" NPS, SA105, 3000 LB, MSS SP-97 AND B31.1, ANY MFG, BY DESCRP
4730112192 | ACTIVE | 03020411 | 03020411 | 8 | EA | MECH | COUPLING, PIPE, PVC, SCKT, 3", SCH 80, ANY MFG, BY DESCRP
4730135292 | ACTIVE | 03020412 | 03020412 | 5 | EA | MECH | COUPLING, HOSE, CHICAGO FTG X 1" MNPT, 316 SS, 110 PSI, DIXON VALVE, RAM12
4730114099 | ACTIVE | 03020412 | 03020412 | 1 | EA | MECH | COUPLING, HOSE, CHICAGO FTG X 3/4" MNPT, 316SS 110 PSI, DIXON VALVE, RAM-7
4730135300 | ACTIVE | 03020412 | 03020412 | 4 | EA | MECH | COUPLING, AIR HOSE, CHICAGO FTG X 1/2" MNPT, 316SS, 110 PSI, DIXON VALVE AND COUPLING, RAM 2
5305144569 | ACTIVE | 03020414 | 03020414 | 21 | EA | MECH | SCREW, CAP, 5/8" X 2-1/2", HEX, 316 SS, 11 TPI
5305146382 | ACTIVE | 03020414 | 03020414 | 30 | EA | MECH | SCREW, CAP, 5/8" X 2", HEX, 316 SS,11 TPI
5305146689 | ACTIVE | 03020414 | 03020414 | 74 | EA | MECH | SCREW, CAP, 5/8" X 1-1/2", HEX, 316 SS,11 TPI
5310154173 | ACTIVE | 33333333 | 03020414 | 39 | EA | MECH | NUT, HEX, 5/8", 316 SS, 11 TPI, ANY MFG, BY DESCRP
5310155170 | ACTIVE | 33333333 | 03020414 | 141 | EA | MECH | WASHER, FLAT, 5/8", 316 SS, UCC,46255-13
5310153662 | ACTIVE | 03020414 | 03020414 | 140 | EA | MECH | WASHER, LOCK, 5/8", 316 SS
0100003009 | ACTIVE | 03020415 | 03020415 | 2 | EA | ELEC/INS | TRANSDUCER, PARAMAGNETIC OXYGEN, SERVOMEX, PM1158, WU: 1,2,3&4 CEMS
0100003016 | ACTIVE | 33333333 | 03020415 | 3 | EA | ELEC/INS | SWITCH, LIMIT, OEM, W/ LEVER ARM, BABCOCK & WILCOX, 6346917, WU: U3&4 BAGHOUSE BYPASS/OUTLET DAMPER
0100003033 | ACTIVE | 03020415 | 03020415 | 2 | KT | ELEC/INS | KIT, SOLENOID, ASSY, VALVE 5, THERMO ELECTRON SCIENTIFIC, 102530-00, WU: MONITOR MERCURY REMOVAL CEMS
0100003030 | ACTIVE | 03020415 | 03020415 | 2 | KT | ELEC/INS | KIT, SOLENOID, ASSY, VALVE 2, THERMO ELECTON SCIENTIFIC, 102527-00, WU: MONITOR MERCURY REMOVAL CEMS
0100003031 | ACTIVE | 03020415 | 03020415 | 2 | KT | ELEC/INS | KIT, SOLENOID, ASSY, VALVE 3, THERMO ELECTRON SCIENTIFIC, 102528-00, WU: MONITOR MERCURY REMOVAL CEMS
0100005501 | ACTIVE | 03020415 | 03020415 | 36 | EA | MECH | FERRULE, 10MM, SINGLE, GLASS FILLED TEFLON, CEM, CEMETEK ENVIROMENTAL, 72-081, APEX INSTRUMENT, 10M-F-TG, WU: U-1&4 MERCURY ABSORBENT TRAP SYSTEM
4730123900 | ACTIVE | 03020416 | 03020416 | 2 | EA | MECH | UNION, PIPE, 2" NPS, SA182F 316L, SOCKETWELD, 3000 LB, ANY MFG, BY DESCRP
4730112184 | ACTIVE | 03020416 | 03020416 | 1 | EA | MECH | ELBOW, PIPE, SA182F316L, 45 DEG, NPS 2", 3000 LB, SOCKET WELD, ANY MFG BY DESCRP
4730116581 | ACTIVE | 03020416 | 03020416 | 2 | EA | MECH | COUPLING, PIPE, 316SS, SA182F316L, SW, NPS 2", 3000#, ANY MFG, BY DESCRP
6680344535 | ACTIVE | 33333333 | 03020417 | 1 | EA | ELEC/INS | TRANSMITTER, PRESSURE, DIFFERENTIAL, RANGE 0-125"- 0-750" H2O, 2000 PSI, ROSEMOUNT INDUSTRIAL, 2051CD3A02A1AH2E5D4DFB2
6680345383 | ACTIVE | 03020417 | 03020417 | 1 | EA | ELEC/INS | TRANSMITTER, DIFFERENTIAL, CALIBRATION 0-30", 0-25 - 0-150" H2O, ROSEMOUNT, 1151HP4E22M1B1D1
6840000043 | ACTIVE | 03020418 | 03020418 | 75 | EA | OFF/JAN | DEODORANT, GEL, 12EA/BX, 4 OZ, RSTRM, CRAZY CHERRY, BRADY, F-BIG112
6840000050 | ACTIVE | 03020418 | 03020418 | 24 | EA | OFF/JAN | DEODORANT, 12EA/CS, BLOCK, UNISOURCE, 10039503
0100001911 | ACTIVE | 03020421 | 03020421 | 3 | EA | MECH | CROSS, PIPE, SA105, 1-1/2" NPS, 3000 LB, SOCKET WELD, ANY MFG, BY DESCRP
4730119866 | ACTIVE | 03020421 | 03020421 | 8 | EA | MECH | ELBOW, PIPE, SA105, 45 DEG, NPS, 1-1/2", 3000 LB, SOCKET WELD, ANY MFG BY DESCRP
4730118926 | ACTIVE | 03020421 | 03020421 | 20 | EA | MECH | ELBOW, PIPE, SA105, 90 DEG, NPS, 1-1/2", 3000 LB, SOCKET WELD, ANY MFG BY DESCRP
4730111822 | ACTIVE | 03020421 | 03020421 | 10 | EA | MECH | CAP, PIPE, 1-1/2" NPS, SW, FS, SA105, 3000 LB, ANY MFG, BY DESCRP
4730108380 | ACTIVE | 03020421 | 03020421 | 17 | EA | MECH | COUPLING, PIPE, FS, SA105, SCKTWELD, NPS 1-1/2", 3000#, ANY MFG, BY DESCRP
8430000086 | ACTIVE | 03020423 | 03020423 | 13 | PR | SAFETY | BOOTS, SAFETY, MENS 10, STL TOE, BATA IND. BOOT, 8610210
4730111764 | ACTIVE | 03020503 | 03020503 | 3 | EA | MECH | COUPLING, PIPE, 316SS, SA182F316, THDED, NPS 1-1/4", 3000#, ANY MFG, BY DESCRP
4730118850 | ACTIVE | 03020503 | 03020503 | 6 | EA | MECH | NIPPLE, PIPE, STAINLESS, 1-1/4" X 4", THDED NPT, SCH 80, SA312TP316L SEAMLESS, ANY MFG BY DESCRP
4730110337 | ACTIVE | 03020503 | 03020503 | 3 | EA | MECH | NIPPLE, PIPE, STAINLESS, 1-1/4" X 4", THDED NPT, SCH 40, SA312TP316L SEAMLESS, ANY MFG BY DESCRP
0100003567 | ACTIVE | 33333333 | 03020504 | 9 | PA | OFF/JAN | FORM, 970, CONFINED SPACE EVALUATION & PERMIT, 8-1/2 X 11, NUMBERED TOP RIGHT (BLACK), 2 SIDED, WHITE, BLACK, 100 EA/PAD, PNM GRAPHICS, PNM 970
0100003569 | ACTIVE | 33333333 | 03020504 | 6 | PA | OFF/JAN | FORM, 972, CONFINED SPACE RE-VALIDATION, 8-1/2 X 11, ONE SIDED, WHITE, BLACK, PNM GRAPHICS, PNM 972
0100003570 | ACTIVE | 33333333 | 03020504 | 19 | PA | OFF/JAN | FORM, 975, CONFINED SPACE ENTRY LOG, 8-1/2 X 11, ONE SIDED, WHITE, BLACK, PNM GRAPHICS, PNM 975
4730106517 | ACTIVE | 03020505 | 03020505 | 2 | EA | MECH | ELBOW, PIPE, SA182F316, 45 DEG, NPS 1-1/2", 3000 LB, THDED, ANY MFG BY DESCRP
4730107606 | ACTIVE | 03020505 | 03020505 | 4 | EA | MECH | UNION, PIPE, 1-1/2", 316 SS, THDED, 150 LB, 40 SCH, ANY MFG, BY DESCRP
4730118439 | ACTIVE | 03020505 | 03020505 | 2 | EA | MECH | TEE, PIPE, 316 SS, 1-1/2", FNPT, 150 LBS, ANY MFG, BY DESCRP
4730118694 | ACTIVE | 03020505 | 03020505 | 2 | EA | MECH | COUPLING, PIPE, 316SS, SA182F316L, THDED, NPS 1-1/2", 3000#, ANY MFG, BY DESCRP
4730117738 | ACTIVE | 03020505 | 03020505 | 2 | EA | MECH | ELBOW, PIPE, 316 SS, 90 DEG, 1-1/2", 150 LB, FNPT, ANY MFG, BY DESCRP
4730117936 | ACTIVE | 03020505 | 03020505 | 2 | EA | MECH | NIPPLE, PIPE, STAINLESS, 1-1/2" X 6", THDED NPT, SCH 80, SA312TP316L SMLS, ANY MFG BY DESCRP
4730118777 | ACTIVE | 03020505 | 03020505 | 7 | EA | MECH | COUPLING, PIPE, 316SS, SA182F316, THDED, NPS 1-1/2", 3000#, ANY MFG, BY DESCRP
4730118959 | ACTIVE | 03020505 | 03020505 | 4 | EA | MECH | NIPPLE, PIPE, 1-1/2" X CLOSE, THDED NPT, SS, SA312TP316L SMLS, SCH 80, ANY MFG, BY DESCRP
5310160618 | ACTIVE | 33333333 | 03020506 | 87 | EA | MECH | NUT, WING, 3/8", 16 TPI, ANY MFG BY DESCRP
5945246568 | ACTIVE | 03020507 | 03020507 | 4 | EA | ELEC/INS | RELAY, INDUSTRIAL, 120 V, DPDT, SQUARE D, 8501KP12V20
3110058926 | ACTIVE | 03020510 | 03020510 | 4 | EA | MECH | BEARING, BALL, SINGLE ROW CONRAD/ (2) SEALS, 0.5906"ID, 1.2598"OD, 0.3543"W, FAFNIR BRG, 9102 PP, WU: STK BRGS - DELAVAL SEPARATOR OIL PMP
3110062530 | ACTIVE | 03020510 | 03020510 | 1 | EA | MECH | BEARING, BALL,SINGLE ROW , 0.2500"ID, 0.7500"OD, 0.2188"W, FAFNIR BRG, S1K, WU:CHICAGO PNEU GRINDER, SIZE 3017 LGS, SERIAL A557209
3110062589 | ACTIVE | 03020510 | 03020510 | 3 | EA | MECH | BEARING, BALL, (2) SHIELDS, 0.2362"ID, 0.7480"OD, 0.2362"W, CHICAGO PNEUMATIC, S-025101, WU:CHICAGO PNEU. GRNDR, SIZE 3017 LGS, S/N A557209
3110060963 | ACTIVE | 03020510 | 03020510 | 12 | EA | MECH | BEARING, BALL, SINGLE ROW, (2) SHIELDS, 0.5"ID, 1.1250"OD, 0.3750"W, SCHATZ MFG CO, BR7716, WU:E-K MINI PICK, PLANT WIDE
3110072539 | ACTIVE | 99999999 | 03020510 | 6 | EA | MECH | BEARING, BALL, SINGLE ROW CONRAD, 0.4370"ID, 5.9055"OD, 0.3120"W, SKF, 1607DCTN, WU:WHSE MINI-LOAD EPICYCLIC TRANSMISSION
4820124966 | ACTIVE | 03020512 | 03020512 | 1 | EA | MECH | VALVE, CHECK, 1/2", PVC, SCKTWLD, NON-ASB, ANY MFG, BY DESCRP
4820119396 | ACTIVE | 03020512 | 03020512 | 1 | EA | MECH | VALVE, BALL, 1/2", PVC BODY, SCKTWLD, 150 PSI, NON-ASB, ANY MFG, BY DESCRP
4730124155 | ACTIVE | 03020512 | 03020512 | 4 | EA | MECH | UNION, PIPE, 1/2", PVC, SCKT, 80 SCH, ANY MFG, BY DESCRP
4730119791 | ACTIVE | 03020512 | 03020512 | 6 | EA | MECH | TEE, PIPE, PVC, SCKTWELD, 1/2", SCH 80, ANY MFG, BY DESCRP
4730119775 | ACTIVE | 03020512 | 03020512 | 5 | EA | MECH | CAP, PIPE, 1/2", SCKT, PVC, SCH 80, ANY MFG, BY DESCRP
4730120070 | ACTIVE | 03020512 | 03020512 | 3 | EA | MECH | ELBOW, PIPE, PVC, 45 DEG, 1/2", 80 SCH, SOCKET WELD, ANY MFG BY DESCRP
4730113307 | ACTIVE | 03020512 | 03020512 | 2 | EA | MECH | COUPLING, PIPE, PVC, SLIP-ON, 1/2", SCH 80, ANY MFG, BY DESCRP
4730115591 | ACTIVE | 03020512 | 03020512 | 18 | EA | MECH | ELBOW, PIPE, PVC, 90 DEG, 1/2", SCH 80, SOCKET WELD, ANY MFG BY DESCRP
0100003039 | ACTIVE | 03020513 | 03020513 | 2 | EA | ELEC/INS | RELAY, SOLID STATE, 50 A, THERMO ELECTRON SCIENTIFIC, 103344-01, WU: MONITOR MERCURY REMOVAL CEMS
0100003038 | ACTIVE | 03020513 | 03020513 | 1 | EA | ELEC/INS | RELAY, SOLID STATE, 25 A, THERMO ELECTRON SCIENTIFIC, 103344-00, WU: MONITOR MERCURY REMOVAL CEMS
4730108935 | ACTIVE | 03020514 | 03020514 | 4 | EA | MECH | UNION, PIPE,1" NPS, SA182F 316L, SOCKET WELD, 3000 LB, ANY MFG, BY DESCRP
4730115476 | ACTIVE | 03020514 | 03020514 | 2 | EA | MECH | ELBOW, PIPE, SA182F316L, 45 DEG, NPS 1", 3000 LB, SOCKET WELD, ANY MFG BY DESCRP
4730113919 | ACTIVE | 03020514 | 03020514 | 2 | EA | MECH | TEE, PIPE, SA182 F316L, SCKTWELD, 1", 3000 LB,ANY MFG, BY DESCRP
4730107978 | ACTIVE | 03020514 | 03020514 | 6 | EA | MECH | ELBOW, PIPE, SA182F316L, NPS 1", 90 DEG, 3000 LB, SOCKET WELD, ANY MFG BY DESCRP
4730107226 | ACTIVE | 33333333 | 03020514 | 5 | EA | MECH | COUPLING, PIPE, 316SS, SA182F316L, SW, NPS 1", 3000#, ANY MFG, BY DESCRP
4730114750 | ACTIVE | 03020514 | 03020514 | 2 | EA | MECH | CAP, PIPE, 1" NPS, SW, SS, SA182F316, 3000 LB, ANY MFG, BY DESCRP
4730116862 | ACTIVE | 03020515 | 03020515 | 1 | EA | MECH | UNION, PIPE, 1-1/4" NPS, SA182F 316L, SOCKETWELD, 3000 LB, ANY MFG, BY DESCRP
4730105790 | ACTIVE | 03020515 | 03020515 | 2 | EA | MECH | COUPLING, PIPE, 316SS, SA182F316L, SW, NPS 1-1/4",3000#, ANY MFG, BY DESCRP
5307150622 | ACTIVE | 03020520 | 03020520 | 15 | EA | MECH | STUD, B7 GR, 1"DIA, 6-1/2"L, ALLOY STL A193, ANSI/ASTM, ANY MFG, BY DESCRP
5305153875 | ACTIVE | 03020520 | 03020520 | 44 | EA | MECH | STUD, B7 GR, 1"DIA, 6"L, ALLOY STL A193, ANY MFG, BY DESCRP
5999287492 | ACTIVE | 99999999 | 03020521 | 1 | EA | ELEC/INS | MODULE,RLY,BENTLY NEVADA CORPORATION,90040-17,WU:SBAC VIBRATION MONITORING EQUIP, U-3&4
5975268763 | ACTIVE | 03020523 | 03020523 | 6 | EA | ELEC/INS | SPLICE,KIT,PUMP,5 KV,#250-350 MCM,RAYCHEM,HVS-823S
4810135899 | ACTIVE | 03020601 | 03020601 | 2 | KT | MECH | VALVE, KIT, REPR, JAMESBURY, RKW179MT, WU:BA PYRITES, U-3&4 INSTRMNTN
4810135881 | ACTIVE | 03020601 | 03020601 | 3 | KT | MECH | ACTUATOR, KIT, REBUILD, (5) SNAP RNGS, (5) TEFLON RNGS, (2) SPL RNGS, (1) TEFLON BUXH, (2) CORK GSKT, (7) O-RNGS, JAMESBURY, RKT10
4810134314 | ACTIVE | 03020601 | 03020601 | 2 | KT | MECH | VALVE, BALL, KIT, 1-1/2", NON-ASB, JAMESBURY CORP., RKN45TT
0100003531 | ACTIVE | 03020602 | 03020602 | 10 | EA | ELEC/INS | LIGHT, INDICATING, LED, COMPLETE UNIT, GREEN, GENERAL ELECTRIC, 116B6708G43G73GA, WU:CONTROL BOARDS & SWITCHGEAR
0100003530 | ACTIVE | 03020602 | 03020602 | 14 | EA | ELEC/INS | LIGHT, INDICATING, LED, COMPLETE UNIT, RED, GENERAL ELECTRIC, 116B6708G43R73R4, WU: CONTROL BOARDS & SWITCHGEAR
0100003532 | ACTIVE | 03020602 | 03020602 | 4 | EA | ELEC/INS | LIGHT, INDICATING, LED, COMPLETE UNIT, AMBER, GENERAL ELECTRIC, 116B6708G43A73A, WU: CONTROL BOARDS & SWITCHGEAR
0100003534 | ACTIVE | 03020602 | 03020602 | 2 | EA | ELEC/INS | LIGHT, INDICATING, LED, LAMP ONLY, GREEN, GENERAL ELECTRIC, 286A5442PG73, WU: CONTROL BOARDS & SWITCHGEAR
0100003533 | ACTIVE | 03020602 | 03020602 | 3 | EA | ELEC/INS | LIGHT, INDICATING, LED, LAMP ONLY, RED, GENERAL ELECTRIC, 286A5442PR73, WU:CONTROL BOARDS & SWITCHGEAR
0100003535 | ACTIVE | 03020602 | 03020602 | 3 | EA | ELEC/INS | LIGHT, INDICATING, LED, LAMP ONLY, AMBER, GENERAL ELECTRIC, 286A5442PA73, WU: CONTROL BOARDS & SWITCHGEAR
0100003537 | ACTIVE | 03020602 | 03020602 | 3 | EA | ELEC/INS | LIGHT, INDICATING, LED, CAP ONLY, GREEN, GENERAL ELECTRIC, 286A5443PG4, WU: CONTROL BOARDS & SWITCHGEAR
0100003538 | ACTIVE | 03020602 | 03020602 | 3 | EA | ELEC/INS | LIGHT, INDICATING, LED, CAP ONLY, AMBER, GENERAL ELECTRIC, 286A5443PA4, WU: CONTROL BOARDS & SWITCHGEAR
0100003536 | ACTIVE | 03020602 | 03020602 | 4 | EA | ELEC/INS | LIGHT, INDICATING, LED, CAP ONLY, RED, GENERAL ELECTRIC, 286A5443PR4, WU: CONTROL BOARDS & SWITCHGEAR
4810136822 | ACTIVE | 03020603 | 03020603 | 1 | EA | MECH | VALVE, BUTTERFLY, WAFERSHERE, 4", W/O HANDLE, NON-ASB, JAMESBURY, 4-830L-11-36HB-XZ-C, WU: U-4 PYRITE REMOVAL (H2O VLV)
4810135253 | ACTIVE | 03020603 | 03020603 | 2 | EA | MECH | SPACER,BEARING,TOP,JAMESBURY CORP.,036-0728-50
0100004053 | ACTIVE | 03020604 | 03020604 | 7 | EA | MECH | PLATE, CROSSOVER, BABCOCK & WILCOX, 6299707, WU:U1-4 BURNER, 5.6" IGNITOR ASSY (35X10 6 BTU/HR)
0100004052 | ACTIVE | 03020604 | 03020604 | 9 | EA | MECH | NOZZLE, HIGH OUTPUT, BABCOCK & WILCOX, 6299712, WU:ALL UNITS BURNERS 5.6" IGNITOR ASSY (35M BTU)
0100004054 | ACTIVE | 03020604 | 03020604 | 4 | EA | MECH | HOUSING, ATOMIZER, EXP. SEAL, BABCOCK & WILCOX, 6299721, WU:U1-4 BURNER 5.6" IGNITOR ASSY (35M BTU)
0100004635 | ACTIVE | 33333333 | 03020605 | 2 | KT | MECH | PUMP, KIT, MAINTENANCE ROUTINE (REPAIR), QUADNA, RPM0014021, WU:3&4 AMINE PUMP
0100002881 | ACTIVE | 03020605 | 03020605 | 10 | EA | MECH | PUMP, KIT, REPAIR, (1) FLAPPER VALVE, (1) 2-PLY DIAPHRAGM, AIR DEMINSIONS, 11461, WU:CEM, ALL UNITS
5310161368 | ACTIVE | 99999999 | 03020606 | 19 | EA | MECH | BOLT, ELEVATOR, 3/8" X 2", W/HEX NUT & WASHER, WU:UCC FLY & BOTTOM ASH SYS U-3
5305152950 | ACTIVE | 03020606 | 03020606 | 14 | EA | MECH | BOLT, ELEVATOR, 3/8"DIA, 2"L, 16 TPI, STL, ANY MFG, BY DESCRP
4730129956 | ACTIVE | 03020607 | 03020607 | 5 | EA | MECH | FLANGE, PIPE, BLIND, 2" NPS, SA105, 300 LB, RAISED FACE, ANY MFG, BY DESCRP
3110061052 | ACTIVE | 03020609 | 03020609 | 3 | EA | MECH | BEARING, BALL, SINGLE ROW CONRAD/(1)SHIELD, 0.6693"ID, 1.8504"OD, 0.5512"W, FAFNIR BRG, 303KD, WU: BRG STOCK, 410.851.4001 & 410.851.40002
3110068131 | ACTIVE | 03020609 | 03020609 | 5 | EA | MECH | BEARING, BALL, SINGLE ROW CONRAD, 0.6250"ID, 1.3750"OD, 0.4370"W, NICE BALL BEARING, 1623 DCTN, WU: W.W. SLY BAGHOUSE
3110058058 | ACTIVE | 03020609 | 03020609 | 1 | EA | MECH | BEARING, BALL, SINGLE ROW/ (2) SHIELDS, 0.625"ID, 1.5748"OD, 1.4688"W, WIDE INNER RACE, FAFNIR BRG, G1010KRRB, WU: DELAVAL LUBE CLNR CENTRIFU
3110059049 | ACTIVE | 03020609 | 03020609 | 3 | EA | MECH | BEARING, BALL, SINGLE ROW CONRAD/(2) SEALS, 0.5906"ID, 1.6535"OD, 0.5118"W, FAFNIR BRG, 302 PP, WU: LIGHTNING MXR MODEL NLDG-33-VM; SECONDA
3110071457 | ACTIVE | 03020609 | 03020609 | 1 | EA | MECH | BEARING, BALL, SINGLE ROW CONRAD, 0.6693"ID, 1.5748"OD, 0.4724"W, BURKS PUMPS, 629, WU: BURKS PMP, 002 EJECTOR BOILER FEED PMP
3110058660 | ACTIVE | 03020609 | 03020609 | 6 | EA | MECH | BEARING, BALL, SINGLE ROW CONRAD/(2)SEALS, 0.5906"ID, 1.3780"OD, 0.4331"W, FAFNIR BRG, 202NPP, WU: STK BRG & SPARE PARTS FOR VANTON
3110062001 | ACTIVE | 03020609 | 03020609 | 20 | EA | MECH | BEARING, BALL, SINGLE ROW CONRAD, (2) SEALS, 0.6693"ID, 1.5748"OD, 0.4724"W, FAFNIR BEARING, 203PP, WU: RELIANCE REDUCER
0100003278 | ACTIVE | 03020610 | 03020610 | 11 | EA | TOOL | HOOK, GRAB, ROPE, 1/2" TO 5/8" ROPE DIA W/ 2 " RING, STEEL, AMPRODUCTS, AM-FP-7202G-L
5120127591 | ACTIVE | 33333333 | 03020611 | 8 | EA | TOOL | WRENCH, SPANNER, ADJABLE, 2-1/2", BRONZE/STL, ELKHART BRASS, ELKBR S-454
5120128565 | ACTIVE | 03020611 | 03020611 | 6 | EA | TOOL | WRENCH, VALVE, 0-8", GEARENCH MFG CO, VW0
4730126309 | ACTIVE | 03020612 | 03020612 | 7 | EA | MECH | TEE, PIPE, PVC, SCKTWELD, 1-1/2", SCH 80, ANY MFG, BY DESCRP
4730119346 | ACTIVE | 03020612 | 03020612 | 1 | EA | MECH | UNION, PIPE, 1-1/2", PVC, SCKT, 80 SCH, ANY MFG, BY DESCRP
4730103464 | ACTIVE | 03020612 | 03020612 | 4 | EA | MECH | TEE, PIPE, PVC,THDED, 1-1/2", SCH 80, ANY MFG, BY DESCRP
4730126317 | ACTIVE | 03020612 | 03020612 | 11 | EA | MECH | ELBOW, PIPE, PVC, 45 DEG, 1-1/2", 80 SCH, SOCKET WELD, ANY MFG BY DESCRP
4730126325 | ACTIVE | 03020612 | 03020612 | 4 | EA | MECH | COUPLING, PIPE, PVC, SCKT, 1-1/2", SCH 80, ANY MFG,BY DESCRP, WU: U-3 DEMINERALIZER PLANT WIDE
4730119759 | ACTIVE | 03020612 | 03020612 | 4 | EA | MECH | PLUG, PIPE, 1-1/2" MNPT, PVC, HEX, SCH 80, ANY MFG, BY DESCRP
4730119361 | ACTIVE | 03020612 | 03020612 | 2 | EA | MECH | ELBOW, PIPE, PVC, 90 DEG, 1-1/2", 40 SCH, SOCKET WELD, ANY MFG BY DESCRP
4730119379 | ACTIVE | 03020612 | 03020612 | 4 | EA | MECH | COUPLING, PIPE, PVC, SCKT, 1-1/2", SCH 40, ANY MFG, BY DESCRP
4810138158 | ACTIVE | 03020613 | 03020613 | 1 | EA | MECH | VALVE, PLUG, W/ACTUATOR, FIG 0366,1", DI BODY, NOT FLNG, NON-ASB, XOMOX, 716181A, WU:LIMESTONE
5945245776 | ACTIVE | 03020614 | 03020614 | 6 | EA | ELEC/INS | RELAY, CONTROL, GENERAL PURPOSE, 120/240 V, 120 COIL VOLTS, 10/20 A, 540 OHM, (2) NO CONTACTS, PLUG-IN, DPDT, WESCO, 347A075H02
5945244753 | ACTIVE | 03020614 | 03020614 | 4 | EA | ELEC/INS | RELAY, 300 V, 24 AC V, 120 OHM, 60HZ, PLG-IN, POLYCARBONATE, DPDT, STRUTHERS-DUNN, INC., 219XBXP24VAC
5945243961 | ACTIVE | 03020614 | 03020614 | 6 | EA | ELEC/INS | RELAY, 300 V, 24 V, 10 A, 60HZ, 12 PIN, POLYCARBONATE, 3PDT, STRUTHERS-DUNN, INC., B255XCXP-24VAC, WU:NEUTRALIZER PMP & VLV CNTRLS, WW RECOVERY
4820126169 | ACTIVE | 03020615 | 03020615 | 1 | EA | MECH | VALVE, GATE, 1", 316SS BODY, SCKTWLD, 150#, NON-ASB, ALOYCO INC, BY DESCRP
5110000535 | ACTIVE | 03020616 | 03020616 | 9 | EA | TOOL | HANDLE, TOOL, FILE/LG, 10 IN-14"L, WOOD, ANY MFG, BY DESCRP
5110000402 | ACTIVE | 03020616 | 03020616 | 26 | EA | TOOL | HANDLE, TOOL, FILE/MED, 6 IN-10"L, WOOD, NICHOLSON FILE CO., 21494
5110000121 | ACTIVE | 03020616 | 03020616 | 12 | EA | TOOL | HANDLE, TOOL, FILE/SM, 4 IN-6"L, WOOD, HEMPE MANUFACTURING COMPA, #1
4810135428 | ACTIVE | 33333333 | 03020617 | 1 | AS | MECH | SPINDLE, VALVE, ASSY, CONTROL COMPONENTS, 327204002
0100003896 | ACTIVE | 33333333 | 03020618 | 1 | EA | MECH | FILTER, OIL, PARTICULATE, 10 GPM, OIL FILTRATION SYSTEM, 0FS-820X-3B, MODEL VDOPS-10VFD-820X-24KW-480
4730119700 | ACTIVE | 03020620 | 03020620 | 1 | EA | MECH | UNION, PIPE, 2-1/2" NPS, SA105, SOCKET WELD, 3000 LB, ANY MFG, BY DESCRP
4730105675 | ACTIVE | 03020620 | 03020620 | 2 | EA | MECH | CAP, PIPE, 2-1/2" NPS, SW, FS, SA105, 3000 LB, ANY MFG, BY DESCRP
4730119874 | ACTIVE | 03020620 | 03020620 | 2 | EA | MECH | ELBOW, PIPE, SA105, 45 DEG, NPS, 2-1/2", 3000 LB, SOCKET WELD, ANY MFG BY DESCRP
4730119676 | ACTIVE | 03020620 | 03020620 | 2 | EA | MECH | COUPLING, PIPE, FS, SA105, SCKTWELD, NPS 2-1/2", 3000#, ANY MFG, BY DESCRP
6640000375 | ACTIVE | 99999999 | 03020622 | 3 | EA | CHEM | CYLINDER, GRADUATED, CLEAR, 500 ML, FISHER, 08-572-5F, WU: LAB SUPPLIES
5330173096 | ACTIVE | 03020702 | 03020702 | 3 | EA | MECH | GASKET, FULL FACE, 12", 1/8"THICK, 150#, 12 BOLT HOLES,(1" HOLES), NEOPRENE, NON-ASBESTOS, ANY MFG, BY DESCRP
5330181115 | ACTIVE | 03020702 | 03020702 | 3 | EA | MECH | GASKET,CSNG,CASING,10-1/8"ID,10-3/4"OD,1/16"THK,ROUND,NON-ASBESTOS,GOULDS PUMPS INC.,70782-29-5127; WU: PLANT & LAKE STATION
4730126481 | ACTIVE | 03020703 | 03020703 | 3 | EA | MECH | ELBOW, PIPE, SA182F22, 45 DEG, NPS 1-1/2", 9000 LB, SOCKET WELD, ANY MFG, BY DESCRP, WU:STEAM PIPING UNIT 4
4730125061 | ACTIVE | 33333333 | 03020703 | 5 | EA | MECH | ELBOW, PIPE, SA182F22, 90 DEG, NPS 1-1/2", 9000 LB, SOCKET WELD, ANY MFG BY DESCRP
4730125103 | ACTIVE | 03020703 | 03020703 | 5 | EA | MECH | ELBOW, PIPE, SA182F11, 90 DEG, NPS 1-1/2", 9000 LB, SOCKET WELD, ANY MFG BY DESCRP
5945245297 | ACTIVE | 03020704 | 03020704 | 5 | EA | ELEC/INS | SOLENOID, CLSD, 120 AC/125 DC V, SIEMENS-ALLIS, 18-724-513-002
5136000824 | ACTIVE | 03020706 | 03020706 | 2 | EA | TOOL | TAP, SCREW, TAPER, 1-1/4"X 5-3/4", HIGH SPEED STL, 7 TPI, MORSE CUTTING TOOL, 32328
5136000816 | ACTIVE | 33333333 | 03020706 | 1 | EA | TOOL | TAP, SCREW, PLG, 1-1/4"X 5-3/4", HIGH SPEED STL, 7 TPI, MORSE CUTTING TOOL, 32487
5136000808 | ACTIVE | 99999999 | 03020706 | 2 | EA | TOOL | TAP, SCREW, BTM, 1-1/4"X 5-3/4", HIGH SPEED STL, 7 TPI, MORSE CUTTING TOOL, 32664
5136000048 | ACTIVE | 03020706 | 03020706 | 2 | EA | TOOL | TAP, SCREW, BTM, 1"X 5-1/8", HIGH SPEED STL, 8 TPI, DYNA SYSTEMS, 807-6-3702
5136000493 | ACTIVE | 03020706 | 03020706 | 2 | EA | TOOL | TAP, SCREW, BTM, 1"X 5-1/8", HIGH SPEED STL, 12 TPI, DYNA SYSTEMS, 807-6-3701
5136000444 | ACTIVE | 03020706 | 03020706 | 3 | EA | TOOL | TAP, SCREW, TAPER, 1"X 5-1/8", HIGH SPEED STL, 8 TPI, DYNA SYSTEMS, 807-3-3702
5136000311 | ACTIVE | 03020706 | 03020706 | 2 | EA | TOOL | TAP, SCREW, PLG, 1"X 5-1/8", HIGH SPEED STL, 12 TPI, DYNA SYSTEMS, 807-4-3701
5136000642 | ACTIVE | 03020706 | 03020706 | 2 | EA | TOOL | TAP, SCREW, PLG, 1"X 5-1/8", HIGH SPEED STL, 8 TPI, DYNA SYSTEMS, 8076463702
5136000659 | ACTIVE | 03020706 | 03020706 | 1 | EA | TOOL | TAP, SCREW, TAPER, 1"X 5-1/8", HIGH SPEED STL, 12 TPI, MORSE CUTTING TOOL, 32324
5136000394 | ACTIVE | 03020708 | 03020708 | 12 | EA | TOOL | TAP, SCREW, BTM, 9/16"X 3-19/32", HIGH SPEED STL, 12 TPI, DYNA SYSTEMS, 807-6-3002
5136000501 | ACTIVE | 03020708 | 03020708 | 6 | EA | TOOL | TAP, SCREW, PLG, 9/16"X 3-19/32", HIGH SPEED STL, 12 TPI, DYNA SYSTEMS, 807-4-3002
5136000600 | ACTIVE | 03020708 | 03020708 | 4 | EA | TOOL | TAP, SCREW, TAPER, 9/16"X 3-19/32", HIGH SPEED STL, 12 TPI, DYNA SYSTEMS, 807-3-3002
5136000568 | ACTIVE | 03020708 | 03020708 | 7 | EA | TOOL | TAP, SCREW, BTM, 7/16"X 3-5/32", HIGH SPEED STL, 14 TPI, DYNA SYSTEMS, 806-6-2502
5136000030 | ACTIVE | 03020708 | 03020708 | 18 | EA | TOOL | TAP, SCREW, TAPER, 7/16"X 3-5/32", HIGH SPEED STL, 14 TPI, DYNA SYSTEMS, 806-3-2502
5136000832 | ACTIVE | 03020708 | 03020708 | 6 | EA | TOOL | TAP, SCREW, PLG, 7/16"X 3-5/32", HIGH SPEED STL, 14 TPI, DYNA SYSTEMS, 806-4-2502
5136000253 | ACTIVE | 03020709 | 03020709 | 6 | EA | TOOL | TAP, SCREW, BTM, 7/8"X 4-11/16", HIGH SPEED STL, 9 TPI, DYNA SYSTEMS, 804-6-3502
5136000584 | ACTIVE | 03020709 | 03020709 | 7 | EA | TOOL | TAP, SCREW, TAPER, 7/8"X 4-11/16", HIGH SPEED STL, 9 TPI, DYNA SYSTEMS, 807-3-3502
5136000667 | ACTIVE | 03020709 | 03020709 | 4 | EA | TOOL | TAP, SCREW, PLG, 3/4"X 4-1/4", HIGH SPEED STL, 10 TPI, DYNA SYSTEMS, 807-4-3302
5136000592 | ACTIVE | 03020709 | 03020709 | 23 | EA | TOOL | TAP, SCREW, BTM, 3/4"X 4-1/4", HIGH SPEED STL, 10 TPI, DYNA SYSTEMS, 807-6-3302
5136000410 | ACTIVE | 03020709 | 03020709 | 15 | EA | TOOL | TAP, SCREW, BTM, 5/8"X 3-13/16", HIGH SPEED STL, 11 TPI, DYNA SYS, 807-6-3101, AMERICAN MADE ONLY
5136000055 | ACTIVE | 03020709 | 03020709 | 9 | EA | TOOL | TAP, SCREW, PLG, 5/8"X 3-13/16", HIGH SPEED STL, 11 TPI, DYNA SYSTEMS, 807-4-3101
5136000428 | ACTIVE | 03020709 | 03020709 | 6 | EA | TOOL | TAP, SCREW, TAPER, 5/8"X 3-13/16", HIGH SPEED STL, 11 TPI, DYNA SYSTEMS, 807-3-3101
4730119015 | ACTIVE | 03020710 | 03020710 | 53 | EA | MECH | FLANGE, PIPE, 1-1/2" NPS, SA105, 150 LB, STD BORE, RAISED FACE, SOCKETWELD, ANY MFG, BY DESCRP
4730113471 | ACTIVE | 03020712 | 03020712 | 9 | EA | MECH | COUPLING, PIPE, GALV STL, THDED, 1-1/2", 150#, ANY MFG, BY DESCRP
4730114149 | ACTIVE | 03020712 | 03020712 | 5 | EA | MECH | ELBOW, PIPE, STREET, GALV STL, 90 DEG, 1-1/2", 40 SCH, MNPT X FNPT, ANY MFG BY DESCRP
4730108158 | ACTIVE | 03020712 | 03020712 | 4 | EA | MECH | ELBOW, PIPE, GALV STL, 45 DEG, 1-1/2", 40 SCH, ANY MFG BY DESCRP
4730118025 | ACTIVE | 03020712 | 03020712 | 7 | EA | MECH | ELBOW, PIPE, GALV STL, 90 DEG, 1-1/2", 40 SCH, ANY MFG BY DESCRP
4730117092 | ACTIVE | 03020712 | 03020712 | 4 | EA | MECH | NIPPLE, PIPE, GALV STL, 1-1/2" X CLOSE, SCH 40, ANY MFG BY DESCRP
8415000689 | ACTIVE | 33333333 | 03020714 | 1 | EA | SAFETY | JACKET, WELD, SMALL, ELLIOTT GLOVE CO, RR33
5010003092 | ACTIVE | 03020715 | 03020715 | 1 | EA | MECH | HOUSING, CRTG, 1-1/2'', AMF CUNO / PROCESS EQUIPM,12907-16-50-0015, WU: FD & PA FANS, LUBE OIL SYS, U-3 & 4
0100004094 | ACTIVE | 33333333 | 03020717 | 3 | EA | ELEC/INS | KIT, RETROFIT, DT-9, STOCK EQUIPMENT, V380159.B01, WU: STOCK FEEDERS U1-4
5330220947 | ACTIVE | 03020722 | 03020722 | 25 | EA | MECH | STRIP, WIRE CLOTH/DBL, WW SLY, 0-109
7240422522 | ACTIVE | 33333333 | 03020723 | 3 | EA | OFF/JAN | BUCKET, 2-1/2 GL/10 L, W/GRADUATION, VWR 17307-008
5010002912 | ACTIVE | 03020724 | 03020724 | 20 | EA | MECH | ELEMENT, FILTER, AIR, 13-1/2"W, 24"L, 1"THK, AMERICAN AIR FILTER CO, I,191-546-001
4730131127 | ACTIVE | 03020801 | 03020801 | 1 | EA | MECH | UNION, PIPE, 2", 316SS, THDED, 150 LB, ANY MFG, BY DESCRP
4730114222 | ACTIVE | 03020801 | 03020801 | 1 | EA | MECH | CAP, PIPE, 2" FNPT, SS, SA182F316, 3000 LB, ANY MFG, BY DESCRP
4730104017 | ACTIVE | 03020801 | 03020801 | 4 | EA | MECH | NIPPLE, PIPE, STAINLESS, 2" X 8", THDED NPT, SCH 80, SA312TP316L SMLS, ANY MFG BY DESCRP
4730123850 | ACTIVE | 03020801 | 03020801 | 3 | EA | MECH | PLUG, PIPE, 2" MNPT, SS, SA182F316L, HEX HD, 6000 LB, ANY MFG, BY DESCRP
4730106699 | ACTIVE | 03020801 | 03020801 | 2 | EA | MECH | NIPPLE, PIPE, STAINLESS, 2" X 6", THDED NPT, SCH 80, SA312TP316L, ANY MFG BY DESCRP
4730109487 | ACTIVE | 03020801 | 03020801 | 9 | EA | MECH | NIPPLE, PIPE, STAINLESS, 2" X CLOSE, THDED NPT, SCH 80, SA312TP316L SEAMLESS, ANY MFG BY DESCRP
3110066226 | ACTIVE | 03020802 | 03020802 | 2 | EA | MECH | BEARING, SINGLE ROW/THRUST, 1.1811"ID, 2.1654"OD, 0.5118"W, ANGULAR CONT, (2 BRGS=1EA), MRC BEARING, 7106KR, WU:RADIANT BOILER & FEEDER, U-3&4
3110066523 | ACTIVE | 03020802 | 03020802 | 2 | EA | MECH | BEARING, BALL, SINGLE ROW RADIAL, (2)SHIELDS, 1.1811"ID, 2.4409"OD, 0.6299"W, NTN BRG CORP OF AMERI, 6206U, WU: WORTHINGTON MOD.D1012
3110060005 | ACTIVE | 03020802 | 03020802 | 2 | EA | MECH | BEARING, BALL, SINGLE ROW RADIAL, 0.9843"ID, 2.0472"OD, 0.5906"W, FAFNIR BEARING, 205 A
3110060765 | ACTIVE | 03020802 | 03020802 | 20 | EA | MECH | BEARING, BALL, SINGLE ROW CONRAD, (2) SEALS, 1.1811"ID, 2.4409"OD, 0.6299"W, FAFNIR BRG, 206PP, WU:DURIRON MARK II GROUP I, ALL SIZES, U3&4 OI
3110060401 | ACTIVE | 03020802 | 03020802 | 8 | EA | MECH | BEARING, BALL, SINGLE ROW RADIAL, 1.1250"ID, 2.1250"OD, 0.3750"W, FAFNIR S-11K
3110065269 | ACTIVE | 03020802 | 03020802 | 2 | EA | MECH | BEARING, BALL, SINGLE ROW BORE 06, CONRAD, 1.1811"ID, 2.4409"OD, 0.6229"W, COPES-VULCAN, CV901110-0060, WU: STK BRGS - GE BFP TURBINE
3110058223 | ACTIVE | 33333333 | 03020802 | 1 | EA | MECH | BEARING, BALL, SINGLE ROW CONRAD, 1.1811"ID, 2.4409"OD, 0.6299"W, SNAP RNG GROOVED, FAFNIR BRG, 206 KG
3110061227 | ACTIVE | 03020802 | 03020802 | 5 | EA | MECH | BEARING, BALL, SINGLE ROW RADIAL/ (1)SHIELD, 1.1811"ID, 2.4409"OD, 0.6299"W, FAFNIR BRG, 206KD
3110058967 | ACTIVE | 03020803 | 03020803 | 2 | EA | MECH | BEARING, BALL, SNGL ROW CONRAD, 1.3780"ID, 3.1496"OD, 0.8268"W, SNAP RNG GROVD, FAFNIR BRG, 307 KG, WU: WORTHINGTON MOD.D101; U-3&4,ENGR.TAG M31
3110061904 | ACTIVE | 03020803 | 03020803 | 3 | EA | MECH | BEARING, BALL, SINGLE ROW CONRAD, (2) SEALS, 1.3780"ID, 3.1496"OD, 0.8268"W, FAFNIR BRG, 307PP, WU: WORTHINGTON MOD.D1012, 3X2X8, FR: 2, Y670153/
3110059452 | ACTIVE | 03020803 | 03020803 | 1 | EA | MECH | BEARING, BALL, SINGLE ROW CONRAD, 1.3780"ID, 2.8346"OD, 0.6693"W, SNAP RNG GROOVED, FAFNIR BRG, 207KG
3110068396 | ACTIVE | 03020803 | 03020803 | 1 | EA | MECH | BEARING, SINGLE ROW RADIAL, CONRAD, 1.3780"ID, 3.1496"OD, 0.8268"W, SKF IND., 6307 JEM
0100000010 | ACTIVE | 03020803 | 03020803 | 3 | EA | MECH | BEARING, RADIAL, 17 MM, 47 MM, METAL SHIELDS BOTH SIDES, KAMAN, 6303ZZC3
4730125335 | ACTIVE | 99999999 | 03020804 | 2 | EA | MECH | UNION, PIPE, 2" NPS, SA182F22, SCKT WELD, 9000 LB, ANY MFG, BY DESCRP, WU: STEAM PIPING, UNITS 1-2-3
0100004675 | ACTIVE | 03020804 | 03020804 | 7 | RO | OFF/JAN | LABEL, LOCK OUT TAG OUT OR LOTO, RED BAND, 70"L,1"W, INDUSTRIAL SAFETY SOLUTIONS TS-1AFRC, WU:LOTO PERSONAL LOCK LABEL
0100001061 | ACTIVE | 03020805 | 03020805 | 22 | PK | ELEC/INS | BATTERY, DRY, AAAA, EVEREADY, E96BP2, WELD SHOP-PIN LIGHTS,(1 PKG = 2 EA)
0100007092 | ACTIVE | 03020805 | 03020805 | 16 | EA | ELEC/INS | BATTERY, BUTTON CELL, SIZE 303/357, ANSI, SILVER OXIDE, 1.5V DC, DIA 0.45", DEPTH 0.205", GRAINGER, 45EJ86, WU: OPERATIONS HANDHELD PH MONITORS
4730119569 | ACTIVE | 03020807 | 03020807 | 7 | EA | MECH | NIPPLE, PIPE, BRASS, 3/8" X 4", THDED, ANY MFG BY DESCRP
4730110782 | ACTIVE | 03020807 | 03020807 | 4 | EA | MECH | NIPPLE, PIPE, BRASS, 3/8" X 3", ANY MFG BY DESCRP
4730114594 | ACTIVE | 03020807 | 03020807 | 15 | EA | MECH | NIPPLE, PIPE, BRASS, 1/4" X 2", ANY MFG BY DESCRP
4730115393 | ACTIVE | 03020807 | 03020807 | 14 | EA | MECH | NIPPLE, PIPE, BRASS, 1/4" X 3", ANY MFG BY DESCRP
4730111145 | ACTIVE | 03020807 | 03020807 | 10 | EA | MECH | NIPPLE, PIPE, BRASS, 1/8" X 2", ANY MFG BY DESCRP
4730118751 | ACTIVE | 03020807 | 03020807 | 34 | EA | MECH | NIPPLE, PIPE, BRASS, 3/8" X CLOSE, ANY MFG BY DESCRP
4730105436 | ACTIVE | 03020807 | 03020807 | 5 | EA | MECH | NIPPLE, PIPE, BRASS, 1/8" X 3", ANY MFG BY DESCRP
4730114214 | ACTIVE | 03020807 | 03020807 | 21 | EA | MECH | NIPPLE, PIPE, BRASS, 1/4" X CLOSE, ANY MFG BY DESCRP
4730113240 | ACTIVE | 03020807 | 03020807 | 60 | EA | MECH | NIPPLE, PIPE, BRASS, 1/8" X CLOSE, ANY MFG BY DESCRP
0100004055 | ACTIVE | 33333333 | 03020808 | 7 | EA | MECH | SCREW,SPRING ADJUSTING, AIRLOCK, DIAMOND POWER 19145
0100004056 | ACTIVE | 03020808 | 03020808 | 8 | EA | MECH | NUT, JAMB, AIRLOCK, ALLEN SHERMAN-HOFF, 107927, WU: ALL UNITS BAGHHOUSE FLY ASH
0100003974 | ACTIVE | 03020809 | 03020809 | 20 | EA | MECH | VALVE, SOLENOID, W/O BASE, 110-120V, 15 AMPS, 60 CYCLE, NON-ASB, NUMATICS, 11SAD400C000030, WU:ALL UNITS, 3&4 ASH AREA
9515000165 | ACTIVE | 03020809 | 03020809 | 4 | BX | STRUC | SHIM, STOCK, 6"W, 50"L, 0.007"THK, 302 SS, THE ANCHOR PACKING, BY DESCRP
0100003950 | ACTIVE | 03020811 | 03020811 | 3 | EA | MECH | VALVE, GLOBE, Y PATTERN, 1/2", CS A105 BODY, SCKTWLD, 1690#, NON-ASB, ANSI B16.34, ROCKWELL EDWARDS, 36124-A105
4730103894 | ACTIVE | 03020812 | 03020812 | 3 | EA | MECH | COUPLING, PIPE, GALV STL, 2", 150#, ANY MFG, BY DESCRP
4730118140 | ACTIVE | 03020812 | 03020812 | 3 | EA | MECH | ELBOW, PIPE, GALV STL, 45 DEG, 2",40 SCH, ANY MFG BY DESCRP
4730112200 | ACTIVE | 03020812 | 03020812 | 1 | EA | MECH | ELBOW, PIPE, STREET, GALV STL, 90 DEG, 2", 40 SCH, MNPT X FNPT, ANY MFG BY DESCRP
4730116904 | ACTIVE | 33333333 | 03020812 | 2 | EA | MECH | NIPPLE, PIPE, CLOSE, 2", GALV STL, SCH 40, ANY MFG, BY DESCRP
6145001803 | ACTIVE | 33333333 | 03020813 | 500 | FT | ELEC/INS | WIRE, ELECTRICAL, INSUL, RED, (PTFE), #18 AWG, 1C, STR, UL STYLE 1371, ALPHA WIRE, 5877-3
0100003057 | ACTIVE | 33333333 | 03020814 | 4 | EA | MECH | BEARING, DODGE LT-700, CARBON, BABCOCK & WILCOX, 6241427, WU: U1-4 BAGHOUSE OUTLET/INLET DAMPER
0100003058 | ACTIVE | 33333333 | 03020814 | 4 | EA | MECH | BEARING, CARBON, BABCOCK & WILCOX, 6346909, WU: U1-4 BAGHOUSE INLET DAMPER
5975264341 | ACTIVE | 03020817 | 03020817 | 24 | FT | ELEC/INS | TUBING, HEAT SHRINK, 3/8", 4'L, POLYOLEFIN, BLK, ALPHA WIRE CORP., FIT 221
3030054542 | ACTIVE | 03020818 | 03020818 | 12 | EA | MECH | BELT, DRIVE, 0.875"W, 0.531"THK, 75.000" INNER CIR, 79.200" OUTER CIR, DAYCO RUBBER, CW-75
5961006946 | ACTIVE | 03020819 | 03020819 | 1 | EA | ELEC/INS | RECTIFIER,STACK,SELENIUM,60 V,40 A,UNIVERSAL RECTIFIER,C133S2BA2S1,WU:RIO MDL ACB TYPE TRAY, TRNSFRMR 240/480 VOLT A.C. 3-PHASE CATHODIC
0100005999 | ACTIVE | 03020820 | 03020820 | 1 | EA | ELEC/INS | BREAKER, CIRCUIT, HMCP, MOTOR PROTECTOR, 600 V, 150 A, 3 POLE, EATON CORP, HMCP150T4C01, WU:U1-4 & RIVERSTATION
0100005983 | ACTIVE | 03020820 | 03020820 | 1 | EA | ELEC/INS | BREAKER, CIRCUIT, HMCP, 600 VAC/250 VDC, 30 A, 3 POLE, F-FRAME, EATON CORP, HMCP030H1C
0100005986 | ACTIVE | 03020820 | 03020820 | 1 | EA | ELEC/INS | TRANSFORMER, CONTROL, 1 PH, 250 V V, MTE, EATON CORP, C02050E2AFB, WU:ALL UNITS AND RIVERSTATION
0100005987 | ACTIVE | 03020820 | 03020820 | 1 | EA | ELEC/INS | TRANSFORMER, CONTROL, 1 PH, 150 V V, MTE, EATON CORP., C0150E2AFB, WU:ALL UNITS AND RIVERSTATION
0100005984 | ACTIVE | 03020820 | 03020820 | 1 | EA | ELEC/INS | TRANSFORMER, CONTROL, MTE, 3 PH, 0.2 kVA, 200 PR V, 50/60 HZ, EATON CORP,. C0200E2AFB, WU:ALL UNITS AND RIVER STATION
0100005985 | ACTIVE | 03020820 | 03020820 | 1 | EA | ELEC/INS | TRANSFORMER, CONTROL, MTE, 1 PH, 220/230/240/440/460/480 PR V, 110/115/120 SEC V, 100 VA A, EATON CORP, C0100E2AFB, WU:ALL UNITS
0100003131 | ACTIVE | 33333333 | 03020821 | 2 | EA | MECH | PULLEY, SHEAVE, 3R5V109, BABCOCK & WILCOX, 6347815, WU: U3&4 BAGHOUSE SEAL GAS FAN SYSTEM
0100003133 | ACTIVE | 33333333 | 03020821 | 1 | EA | MECH | BUSHING, R1, 3-15/16", BABCOCK & WILCOX, 6347817, WU:U3&4 BAGHOUSE SEAL GAS FAN SYS
0100003132 | ACTIVE | 03020821 | 03020821 | 1 | EA | MECH | BUSHING, B, 2-3/8", BABCOCK & WILCOX, 6347816, WU:U3&4 BAGHOUSE SEAL GAS FAN SYS
7510435238 | ACTIVE | 33333333 | 03020822 | 8 | EA | ELEC/INS | TAPE, ADHESIVE, MASKING, 3/4"
0100003273 | ACTIVE | 03020824 | 03020824 | 1 | EA | MECH | HOSE, CD DUCTHOSE THERMOID, 2-1/2" ID X 20 FT LONG (STD LGTH), BABCOCK & WILCOX, 6271002, WU:U3&4 LOW NOX BURNERS
6625003873 | ACTIVE | 03020901 | 03020901 | 1 | EA | ELEC/INS | PROBE, CALIBRATION/CBL ASSY, STOCK EQUIP, CO., V382628.B01, X9633
5961007332 | ACTIVE | 03020901 | 03020901 | 2 | EA | ELEC/INS | RECTIFIER,BRIDGE, MODEL SCR 10-13,STOCK EQUIP,A03-105-74003
6250001093 | ACTIVE | 03020902 | 03020902 | 4 | EA | ELEC/INS | BALLAST, LIGHTING, FLUOR, (2) F96T12/HO, 120/277 VOLT, ADVANCED TRANSFORMER CO., ICN-2S110-SC-35I
0100000412 | ACTIVE | 03020903 | 03020903 | 3 | EA | MECH | FLANGE, PIPE, WELD NECK, 3" NPS, SA105, 300 LB, XH BORE, RAISED FACE, ANY MFG BY DESCRP
0100003136 | ACTIVE | 03020905 | 03020905 | 1 | EA | ELEC/INS | METER,6348009,BABCOCK & WILCOX
0100003091 | ACTIVE | 33333333 | 03020905 | 1 | EA | MECH | PUMP, OIL, HALDEX 1300096 GC, 4 BOLT EXT SHAFT, BABCOCK & WILCOX, 6348003, WU: ALL UNITS BAGHOUSE CIRCULATING LUBE OIL SYS
0100003093 | ACTIVE | 33333333 | 03020905 | 1 | EA | MECH | VALVE, SUN, NON-ASB, BABCOCK & WILCOX, 6348005,WU: ALL UNITS BAGHOUSE CIRCULATING LUBE OIL SYS
0100003141 | ACTIVE | 33333333 | 03020905 | 4 | EA | MECH | CARTRIDGE, SUN, BABCOK & WILCOX, 6348006, WU: ALL UNITS BAGHOUSE CIRCULATING LUBE OIL SYSTEM
0100003134 | ACTIVE | 33333333 | 03020905 | 1 | EA | MECH | VALVE, CHECK, CARTRIDGE, 4 PSI CR PRES, NON-ASB, BABCOCK & WILCOX, 6348007, WU: ALL UNITS BAGHOUSE CIRCULATING LUBE OIL
0100003092 | ACTIVE | 03020905 | 03020905 | 2 | EA | MECH | STRAINER, ZINGA, BABCOCK & WILCOX, 6348004, WU: ALL UNITS BAGHOUSE CIRCULATING LUBE OIL SYSTEM
5920228425 | ACTIVE | 03020906 | 03020906 | 2 | EA | ELEC/INS | FUSE, STEP CNTRL, COATES HEATER CO., INC., 29064150
3110058116 | ACTIVE | 03020907 | 03020907 | 11 | EA | MECH | BEARING, BALL, SINGLE ROW RADIAL, (2) SEALS, 1.7717"ID, 3.9370"OD, 0.9843"W, FAFNIR BRG, 309PP, WU: WESTINGHOUSE 15 HP ELECTRIC MOTOR
3110059197 | ACTIVE | 03020907 | 03020907 | 5 | EA | MECH | BEARING, BALL, SINGLE ROW CONRAD, (1) SHIELD, 1.7717"ID, 3.9370"OD, 0.9843"W, FAFNIR BRG, 309KD, WU: GOULDS PMP MODEL #3196MT 1X2-10
3110060633 | ACTIVE | 03020907 | 03020907 | 2 | EA | MECH | BEARING, BALL, SINGLE ROW CONRAD, 1.7717"ID, 3.9370"OD, 0.9843"W, SNAP RNG GROVED, FAFNIR BRG, 309 KG, WU:WORTHINGTON BOILER FEED PMP MOD D-1
4820118893 | ACTIVE | 03020908 | 03020908 | 3 | EA | MECH | VALVE, CHECK, OXY, 1/4", BRS BODY, THRD, 125 PSI, NON-ASB, UNION CARBIDE, 639-110
4820122432 | ACTIVE | 03020908 | 03020908 | 6 | EA | MECH | VALVE, CHECK, REV,"B" REGULAR OUTLET, NON-ASB, UNION CARBIDE, 639210, WU:FUELGAS TANKS; FEEDWATER A&B BOILER FEED PMP, U-3&4
4730103613 | ACTIVE | 33333333 | 03020908 | 50 | EA | MECH | COUPLING, HOSE, OXY, WESTERN ENTERPRISES, 30, WU: WELDING SUPPLIES
4730110865 | ACTIVE | 03020908 | 03020908 | 68 | EA | MECH | COUPLING, HOSE, ACETYLENE, LEFT HAND, WESTERN ENTERPRISES, 31, WU: WELDING SUPPLIES
0100006224 | ACTIVE | 03020910 | 03020910 | 1 | EA | ELEC/INS | MODULE,ANALOG INPUT/OUTPUT,CONTROL COMPONENTS,UCC,42844-21,WU:U1 ECONOMIZER ASH SYS
0100006223 | ACTIVE | 03020910 | 03020910 | 1 | EA | ELEC/INS | MODULE,RELAY OUPUT,CONTROL COMPONENTS,UCC,42844-29,WU:U1 ECONOMIZER ASH SYS
0100006222 | ACTIVE | 03020910 | 03020910 | 1 | EA | ELEC/INS | MODULE,DIGITAL INPUT,CONTROL COMPONENTS,UCC,42844-17,WU:U1 ECONOMIZER ASH SYS
0100006215 | ACTIVE | 33333333 | 03020910 | 1 | EA | ELEC/INS | BLOCK, CONTACT, NO & NC, CONTROL COMPONENTS, UCC, 42200-57, WU:U1 ECONOMIZER ASH SYS
0100006217 | ACTIVE | 03020910 | 03020910 | 2 | EA | ELEC/INS | BLOCK, CONTACT, NO & NC, CONTROL COMPONENTS, UCC, 42200-55, WU:U1 ECONOMIZER ASH SYS
0100006216 | ACTIVE | 03020910 | 03020910 | 1 | EA | ELEC/INS | BLOCK, CONTACT, NC, CONTROL COMPONENTS, UCC, 42200-56, WU:U1 ECONOMIZER ASH SYS
0100006218 | ACTIVE | 03020910 | 03020910 | 1 | EA | ELEC/INS | POWERSUPPLY, CONTROL COMPONENTS,UCC,42838-1,WU:U1 ECONOMIZER ASH SYSTEM
0100006220 | ACTIVE | 03020910 | 03020910 | 1 | EA | ELEC/INS | BREAKER, 15 A, 1 POLE, 120/240 V, 50/60 HZ, CONTROL COMPONENTS, UCC 42179-2, WU:U1 ECONOMIZER ASH SYSTEM
5330185579 | ACTIVE | 03020911 | 03020911 | 2 | EA | MECH | GASKET, RAISED FACE, 10", 1/8"THK, 150#, TEFLON ENV/TETRA BLU, NON-ASBESTOS, ANY MFG, BY DESCRP
5330178558 | ACTIVE | 03020911 | 03020911 | 15 | EA | MECH | GASKET, FULL FACE, 10" X 1/16"THK,150#, NON-ASBESTOS, ANCHOR PACKING CO, BY DESCRP, WU 001 ASH WATER SUMP PUMP
5330182907 | ACTIVE | 03020911 | 03020911 | 3 | EA | MECH | GASKET, FLANGE, RAISED FACE, 10", 300 LB, ROUND, NON-ASBESTOS, ANY MFG, BY DESCRP
5330227918 | ACTIVE | 03020911 | 03020911 | 4 | EA | MECH | GASKET, BONNET, 8-1/2"ID X 9"OD, ROUND, NON-ASBESTOS, BASCO DIVI, 031G01A8
5330225334 | ACTIVE | 03020911 | 03020911 | 8 | EA | MECH | GASKET, RAISED FACE, 8" X 1/16"THK,150#, NON-ASBESTOS, GARLOCK INC, BY DESCRP
0100004710 | ACTIVE | 03020912 | 03020912 | 4 | EA | MECH | ARM, GATE, AIRLOCK, ALLEN SHERMAN HOFF, 19144-1, WU:AL UNITS BAGHOUSE
0100003420 | ACTIVE | 33333333 | 03020912 | 4 | EA | MECH | SHAFT, GATE, AIRLOCK, ALLEN SHERMAN HOFF, 14429-13, WU:U3&4 BIFURCATED FEEDER
0100003071 | ACTIVE | 03020912 | 03020912 | 1 | EA | MECH | KIT, REPAIR, DOUBLE DIAPHRAGM, BABCOCK & WILCOX, 6333406, WU:3&4 BAGHOUSE PULSE AIR HEADERS
0100004078 | ACTIVE | 03020913 | 03020913 | 1 | EA | ELEC/INS | SWITCH, LEVEL, INCLINOMETER, LIMITILT, DIGITAL, 24 V, SWITCHGEAR SOLUTIONS, SR-M-75T-2, WU: 4160 & 6900 BREAKERS
4820127787 | ACTIVE | 03020914 | 03020914 | 2 | ST | MECH | VALVE, PETCOCK, UPPER & LOWER, 3/4", FS BODY, 1400-2400 LBS, NON-ASB, JERGUSON GAGE & VALVE CO., 147
0100003677 | ACTIVE | 33333333 | 03020918 | 6 | PK | SAFETY | TAG,WARNING,7-12 IN,4 IN,.030 IN,WHITE,BLUE,BRS EYELET,NOTICE HEADER ON BOTH SIDES,VINYL,25 EA/PK
8415000499 | ACTIVE | 33333333 | 03020920 | 22 | PR | SAFETY | GLOVES, WORK, WELDING, SZ-LG, HELIARC, TILLMAN, 25AL
6240313228 | ACTIVE | 03020923 | 03020923 | 5 | EA | ELEC/INS | LAMP, INCANDESCENT, 620 W, 130 V, MOGUL PREFOCUS, PS-40, CLR, 11050 LM, 3000 HR, GTE SYLVANIA INC., 620PS40P 130V
6240313525 | ACTIVE | 03020923 | 03020923 | 10 | EA | ELEC/INS | LAMP, INCANDESCENT, 300 W, 130 V, MED, PS-25, INSIDE FROSTED, 6360 LM, 750 HR, GE LARGE LA, 300M/IF 130V
4820122283 | ACTIVE | 03021001 | 03021001 | 2 | EA | MECH | VALVE, GATE, RISING STEM, 1-1/4", BRZ BODY, THD, 200# SWP/400 LB WOG, BRZ GATE, NON-ASB, ASTM, CRANE, 424
4820121038 | ACTIVE | 03021001 | 03021001 | 5 | EA | MECH | VALVE, GATE, 1", BRZ BODY & DISC, THRD, 200# SWP/400# WOG, NON-ASB, CRANE COMPANY, #424
5975262154 | ACTIVE | 33333333 | 03021002 | 8 | FT | ELEC/INS | TUBING, HEAT SHRINK, 1-1/2", POLYOLEFIN, BLUE, ALPHA WIRE, FIT 221, WU:INSTALATION OF FORNEY FLAME SCANNER
0100003022 | ACTIVE | 33333333 | 03021003 | 2 | EA | ELEC/INS | LAMP, ANALYZER, THERMO ELECTRON SCIENTIFIC, 101288-00, WU: MONITOR MERCURY REMOVAL CEMS
0100003047 | ACTIVE | 03021003 | 03021003 | 2 | EA | MECH | ORIFICE, CRITICAL, STAINLESS COATED, THERMO ELECTRON SCIENTIFIC, 102989-00, WU:MONITOR MERCURY REMOVAL CEMS
0100003032 | ACTIVE | 03021003 | 03021003 | 2 | KT | ELEC/INS | KIT, SOLENOID, ASSY, VALVE 4, THERMO ELECTRON SCIENTIIC, 102529-00, WU: MONITOR MERCURY REMOVAL CEMS
0100003027 | ACTIVE | 03021003 | 03021003 | 2 | EA | ELEC/INS | KIT, SOLENOID, ASSY, VALVE 1, THERMO ELECTRON SCIENTIFIC, 102526-00, WU: MONITOR MERCURY REMOVAL CEMS
5310155907 | ACTIVE | 03021005 | 03021005 | 2 | EA | MECH | NUT, REVOLVING, OPEN RIGHT, BRONZE, U. S. PIPE & FOUNDRY, 4000023263, WU:HYDRANT #205 5-1/4" U-3&4 FIRE PROTECTION
5310159594 | ACTIVE | 03021005 | 03021005 | 1 | EA | MECH | NUT, STEM, OPERATING, BRONZE, KENNEDY VALVE MFG. CO., 4
5310162192 | ACTIVE | 03021005 | 03021005 | 1 | EA | MECH | NUT, OPERATING, 5-1/4", BRONZE, DRESSER MFG DIV, 10
4210000867 | ACTIVE | 03021005 | 03021005 | 2 | EA | MECH | CAP, HYDRANT, CAST IRON, AMERICAN FOUNDRY & MFG. C, 12 & 14, WU: AMERICAN DRY TOP TRAFFIC COMPRESS
4210000123 | ACTIVE | 03021005 | 03021005 | 2 | EA | MECH | PLATE, HOLD DOWN, CAST IRON, WU:HYDRANT #205 5-1/4" U-3&4, FIRE PROTECTION
5305144171 | ACTIVE | 99999999 | 03021005 | 6 | EA | MECH | SCREW, CAP, SCKT/RND, 3/8"-16 X1", ALLOY STL, WU: FIRE HYDRANT, VALVE OPENING SIZE 5-1/4", U-3
3110059866 | ACTIVE | 33333333 | 03021006 | 1 | EA | MECH | BEARING, BALL, SINGLE ROW RADIAL, 3.3465"ID, 7.0866"OD, 1.6142"W, SKF 6317 JEM, WU:BC#4
0100001742 | ACTIVE | 99999999 | 03021006 | 6 | EA | MECH | BEARING, BALL, MAXIMUM DUTY, SKF IND, SKF213 2Z, WU:RECLAIM SHAKER MOTORS
3110061326 | ACTIVE | 03021006 | 03021006 | 1 | EA | MECH | BEARING, BALL, SINGLE ROW RADIAL, 1.9685"ID, 4.3307"OD, 1.0630"W, SKF, 6310 JEM
3110060310 | ACTIVE | 03021006 | 03021006 | 1 | EA | MECH | BEARING, BALL, SINGLE ROW/THRUST, 1.9685"ID, 4.3307"OD, 1.0630"W, ANGLR CONT/FLUSH GRN, FAFNIR, 7310WSV, WU: EQ U1-4
3110059841 | ACTIVE | 03021006 | 03021006 | 1 | EA | MECH | BEARING, BALL, SINGLE ROW RADIAL, 2.1654"ID, 4.7244"OD, 1.1417"W, FAFNIR, 311K, WU: ALLIS CHALMERS SIZES 3X1-1/2X8-1/2
3110061409 | ACTIVE | 03021006 | 03021006 | 1 | EA | MECH | BEARING, BALL, SINGLE ROW CONRAD, (2) SHIELDS, 1.9685"ID, 4.3307"OD, 1.0630"W, FAFNIR BRG, 310KDD, WU:GOULD PMP MODEL 3736M SIZE 2X4X11, S/N 2431
0100002580 | ACTIVE | 03021007 | 03021007 | 3 | KT | MECH | KIT, PISTON SEAL, TUBE SEALS ONLY, SUNSOURCE MICHIGAN, SKR5-512-16, WU:U-3&4 PULV COAL VALVE ACTUATORS
0100002581 | ACTIVE | 03021007 | 03021007 | 3 | KT | MECH | KIT, CARTRIDGE, ROD SEAL, ROD BUSHING, SUNSOURCE MICHIGAN, N5-660-11, WU:U-3&4 PULVERIZER COAL VALVE ACTUATORS
9510001085 | ACTIVE | 03021008 | 03021008 | 3 | EA | STRUC | ROD,DRILL,3/4 IN,36 IN,OIL HARD,ANY MFG,BY DESCRP
9510001317 | ACTIVE | 03021008 | 03021008 | 6 | EA | STRUC | ROD,DRILL,STL,9/16 IN,36 IN,OIL HARD,ANY MFG,BY DESCRP
0100005837 | ACTIVE | 03021009 | 03021009 | 1 | PK | MECH | CLIP, STEEL, 5/8"W, 1-1/4"L, DOUBLE NOTCH TYPE, SIGNODE, GRAINGER # 5A423; WU:WHSE RECEVING F/METAL BAND STRAPPING
5340188241 | ACTIVE | 03021009 | 03021009 | 100 | EA | MECH | BUCKLE, STRAPPING, (BANDING), 3/4"- 19.1MM, 201 SS, BAND-IT CO, C-256
5340188373 | ACTIVE | 03021009 | 03021009 | 200 | EA | MECH | BUCKLE, STRAPPING, (BANDING), 5/8"-15.9 MM, 201 SS, 100 PER PK, BAND-IT CO., BY DESCRP
5340188050 | ACTIVE | 03021009 | 03021009 | 200 | EA | MECH | BUCKLE, STRAPPING, (BANDING), 1/2", 201 SS, BAND-IT CO., C-254
5340188514 | ACTIVE | 03021009 | 03021009 | 100 | EA | MECH | BUCKLE, STRAPPING, (BANDING), 1/4", 201 SS, BAND-IT CO, C252
5340188480 | ACTIVE | 03021009 | 03021009 | 200 | EA | MECH | BUCKLE, STRAPPING, (BANDING), 3/8"-9.5 MM, 201 SS, BAND-IT CO., BY DESCRP
5340187748 | ACTIVE | 03021009 | 03021009 | 100 | EA | MECH | BUCKLE, STRAPPING, (BANDING), 3/8"-9.5 MM, CS, BAND-IT CO., BY DESCRP
0100006532 | ACTIVE | 03010213 | 03021010 | 1000 | EA | MECH | PLUG, CONDENSER, 1 IN, 60 PSI, 316 SS, HEAT EXCHANGER PRODUCTS CORP, BY DESCRP, WU:U1-4 CONDENSERS
5330214908 | ACTIVE | 99999999 | 03021011 | 4 | EA | MECH | RING, SEALING, GENERAL ELECTRIC, U534N749MGAR1
3110060906 | ACTIVE | 03021012 | 03021012 | 2 | EA | MECH | BEARING, BALL, SINGLE ROW/THRUST, 2.3622"ID, 5.9055"OD, 2.7559"W, ANGULAR CONT/FLUSH GRN, FAFNIR BRG, 7412 BCBM, WU: G-D BLOWER MODEL 7
3110060377 | ACTIVE | 03021012 | 03021012 | 6 | EA | MECH | BEARING, BALL, SINGLE ROW CONRAD/SHIELD, 2.5591"ID, 5.5118"OD, 1.2992"W, 1 SHIELD,SKF 6313-2Z-JEM, WU: OUTBOARD BEARING FOR POND #3 TRANSFER PMP
3110066853 | ACTIVE | 03021012 | 03021012 | 2 | EA | MECH | BEARING, BALL, SINGLE ROW CONRAD, 2.3622"ID, 5.1181"OD, 1.2205"W, FAFNIR BEARING, 312K, WU: PROQUIP 1334 MIXER MOD 30TMX70, U3&4 RCC
3110058322 | ACTIVE | 03021012 | 03021012 | 4 | EA | MECH | BEARING, BALL, SINGLE ROW CONRAD, 2.5591"ID, 4.7244"OD, 0.9055"W, FAFNIR BRG, 213 K
0100003085 | ACTIVE | 33333333 | 03021013 | 1 | EA | ELEC/INS | MODULE,HB, TYPE G,BABCOCK & WILCOX,6347000,WU:U3&4 BAGHOUSE HOPPER HEATING SYSTEM
0100003080 | ACTIVE | 33333333 | 03021013 | 1 | EA | ELEC/INS | MODULE,HB, TYPE B,BABCOCK & WILCOX,6346995,WU: U3&4 BAGHOUSE HOPPER HEATING SYS
0100003084 | ACTIVE | 33333333 | 03021013 | 1 | EA | ELEC/INS | MODULE,HB, TYPE F,BABCOCK & WILCOX,6346999,WU: U-3&4 BAGHOUSE HOPPER HEATING SYS
5345000045 | ACTIVE | 03021014 | 03021014 | 7 | EA | TOOL | ABRASIVE, BELT, SANDING, 6"W, 48"L, 80 GRIT, ANY MFG, BY DESCRP
0100003255 | ACTIVE | 33333333 | 03021015 | 9 | EA | MECH | PIN, OVERSIZED, 1.25"OD, GENERAL ELECTRIC, 0125Y897P0102, WU:U1,3,4 TURBINE CONTROL VALVE SEAT PIN
0100003082 | ACTIVE | 33333333 | 03021016 | 1 | EA | ELEC/INS | MODULE,HB, TYPE D,BABCOCK & WILCOX,6346997,WU: U3&4 BAGHOUSE HOPPER HEATING SYS
0100003081 | ACTIVE | 33333333 | 03021016 | 1 | EA | ELEC/INS | MODULE,HB, TYPE C,BABCOCK & WILCOX,6346996,WU: U3&4 BAGHOUSE HOPPER HEATING SYS
0100003089 | ACTIVE | 33333333 | 03021016 | 1 | EA | ELEC/INS | HEATER, TYPE PT, FLEXIBLE, BABCOCK & WILCOX, 6347004, WU: U3&4 BAGHOUSE HOPPER HEATING SYS
6685361203 | ACTIVE | 03021018 | 03021018 | 5 | EA | ELEC/INS | THERMOMETER, 2" DIAL, 4" STEM, 25-125 DEG F, ROCHESTER INSTRUMENT, RG-1250-R-13-04
6685361047 | ACTIVE | 03021018 | 03021018 | 1 | EA | ELEC/INS | THERMOMETER, 3" DIAL, 1/2"NPT, 2-1/2" STEM, 0-250 DEG F BIMETAL THERMOMETER, 90 DEG ANGLE, ADJUSTABLE ANGLE, REOTEMP, LL-025-1-F47
6685368273 | ACTIVE | 33333333 | 03021018 | 1 | EA | ELEC/INS | INDICATOR, TEMPERATURE, 0-200 DEG F, REOTEMP INSTRUMENT, MDL B
6685361492 | ACTIVE | 03021018 | 03021018 | 2 | EA | ELEC/INS | THERMOMETER, 3" DIAL, 2-1/2" STEM, 20-240 DEG F, BACK, REOTEMP INSTRUMENT, MODEL A
6685360932 | ACTIVE | 03021018 | 03021018 | 3 | EA | ELEC/INS | THERMOMETER, 3" DIAL, 4" STEM, BACK CONNECTION, 1/2" NPT, 0-200 DEG F, GAUGE AND VALVE SUPPLY, TBM30040-B17
0100003337 | ACTIVE | 03021019 | 03021019 | 10 | EA | MECH | ELEMENT, FILTER, PRE, TYPE 16D150, HENDERSON ENGR, 240-781-000, WU:ALL UNITS BAGHOUSE AIR DRYER INST AIR, REPLACE 10 FILTERS AT A TIME
0100003338 | ACTIVE | 03021020 | 03021020 | 6 | EA | MECH | ELEMENT, FILTER, AFTER, TYPE 812-1B, HENDERSON ENGR, 240-494-000, WU:ALL UNITS BAGHOUSE AIR DRYER INST AIR
0100004161 | ACTIVE | 03021023 | 03021023 | 4 | EA | MECH | ELEMENT, FILTER, AIR, PLEATED, 12"W, 24"L, 4"THK, FILTER SERVIC, SM122404, WU:U2 EXCITER, OUTER FILTER
5975258848 | ACTIVE | 03021103 | 03021103 | 9 | EA | ELEC/INS | BODY, CONDUIT, LB, 3/4", AL, THDED, APPLETON, LB75A
5975258509 | ACTIVE | 03021103 | 03021103 | 4 | EA | ELEC/INS | BODY, CONDUIT, C, 3/4", AL, THDED, APPLETON, C75A
5975258673 | ACTIVE | 03021103 | 03021103 | 17 | EA | ELEC/INS | BODY, CONDUIT, T, 3/4", AL, THDED, APPLETON, T-75A
5975264465 | ACTIVE | 03021103 | 03021103 | 3 | EA | ELEC/INS | BODY, CONDUIT, LL, 3/4", AL, THDED, KILLARK, OLL-2
5975260679 | ACTIVE | 03021103 | 03021103 | 3 | EA | ELEC/INS | BODY, CONDUIT, LR, 3/4", AL, THDED, APPLETON, LR-75A
5975258517 | ACTIVE | 03021103 | 03021103 | 7 | EA | ELEC/INS | COVER, CONDUIT BODY, 3/4", AL, BLTED, KILLARK, OL-20
5330185280 | ACTIVE | 03021103 | 03021103 | 5 | EA | ELEC/INS | GASKET, COVER/CONDULET, 3/4", NEOPRENE, NON-ASBESTOS, APPLETON, GK-75N
0100005646 | ACTIVE | 03021107 | 03021107 | 12 | EA | MECH | VALVE, BALL, SELF-VENTING, 1/2", BRS, LATCH-LOCK HANDLE, NON-ASB, SWAGELOK, B-45VS8-LL-RD, WU:PLANT WIDE INST. AIR
0100005645 | ACTIVE | 03021107 | 03021107 | 10 | EA | MECH | VALVE, BALL, SELF-VENTING, 3/8", BRS, LATCH LOCK HANDLE, NON-ASB, SWAGELOK, B-43VS6-LL-RD, WU:PLANT WIDE, INST. AIR
3438000014 | ACTIVE | 03021108 | 03021108 | 17 | EA | TOOL | HANDLE, ACETY-T, ANY MFG, BY DESCRP
3439002464 | ACTIVE | 03021108 | 03021108 | 151 | EA | TOOL | ELECTRODE, WELDING, ROD HELIARC, 3/32"DIA, 36" LONG, 410 SS, SJ-M-83303, 15EA = 1LB, ARCOS CORP, BY DESCRP
4730127026 | ACTIVE | 03021109 | 03021109 | 10 | EA | MECH | PLUG, TUBE, 5/8" X 18 BWG , BRS, BEARING COOLING WATER, EXPANDO SEAL TECHNOLOGIES,TNS.520
4730127018 | ACTIVE | 03021109 | 03021109 | 32 | EA | MECH | PLUG, TUBE, CONDENSER , 1" X 19 BWG, BRS, TUBE, EXPANDO SEAL TECHNOLOGIES, P-146
4030000196 | ACTIVE | 03021110 | 03021110 | 23 | EA | MECH | HOOK, GRAB, CLEVIS TYPE ONLY, 3/8", DIXIE ELEC, 61392
4030000352 | ACTIVE | 03021110 | 03021110 | 21 | EA | MECH | HOOK, GRAB, CLEVIS TYPE ONLY, 5/16", DIXIE ELEC, 61292
4030000261 | ACTIVE | 03021110 | 03021110 | 14 | EA | MECH | HOOK, GRAB, CLEVIS TYPE ONLY, 1/4", DIXIE ELEC, 61192
4730118561 | ACTIVE | 03021111 | 03021111 | 2 | EA | MECH | ELBOW, PIPE, LR, SA403WP316L, 90 DEG, NPS, 4", SCH 40, BUTTWELD, ANY MFG BY DESCRP
4730111079 | ACTIVE | 03021111 | 03021111 | 2 | EA | MECH | ELBOW, PIPE, LR, SA403WP316L, 90 DEG, NPS, 3", SCH 40, BUTTWELD, ANY MFG BY DESCRP
4730111095 | ACTIVE | 03021111 | 03021111 | 1 | EA | MECH | ELBOW, PIPE, LR, SA403WP316L, 90 DEG, NPS, 2", SCH 40, BUTTWELD, ANY MFG BY DESCRP
4730105618 | ACTIVE | 03021111 | 03021111 | 3 | EA | MECH | ELBOW,PIPE,LR,SA403WP316L,90 DEG,NPS 1-1/2 IN,SCH 40,BUTTWELD,ANY MFG,BY DESCRP
5930228340 | ACTIVE | 33333333 | 03021113 | 1 | EA | ELEC/INS | SWITCH, DISCONNECT, SAFETY, 30 A, RAINTIGHT, 240 V, CUTLER-HAMMER INC, DG321NRB
4730108372 | ACTIVE | 03021114 | 03021114 | 5 | EA | MECH | NIPPLE, PIPE, FORGED STEEL, 2-1/2" X 4", THDED NPT, SCH 80, SA106B, ANY MFG BY DESCRP
4730114875 | ACTIVE | 03021114 | 03021114 | 9 | EA | MECH | NIPPLE, PIPE, FORGED STEEL, 2-1/2" X 6", THDED NPT, SCH 80, SA106B, ANY MFG BY DESCRP
4730123736 | ACTIVE | 03021114 | 03021114 | 4 | EA | MECH | NIPPLE, PIPE, 2-1/2" X CLOSE, THDED NPT, SCH 80, SA106B, ANY MFG BY DESCRP
4730105089 | ACTIVE | 03021114 | 03021114 | 6 | EA | MECH | NIPPLE, PIPE, SEAMLESS, 2-1/2 IN, SA106B, 3 IN, THDED NPT, 3000 LBS, 80, ANY MFG, BY DESCRP
4320089792 | ACTIVE | 03021115 | 03021115 | 1 | EA | MECH | RING, BACKING, OEM, 14X14X16, BYRON JACKSON, 648335GT
5330225193 | ACTIVE | 03021115 | 03021115 | 1 | EA | MECH | GASKET, COVER/BEARING BRACKET, NON-ASBESTOS, BYRON JACKSON, 744-10, WU:B-J PUMP, 14X14X16, 4-STG HDB, S/N 741-C-0139, BOILER FEED, U-3&4
5330225318 | ACTIVE | 03021115 | 03021115 | 2 | EA | MECH | GASKET, SITE FLOW TO HOUSING, NON-ASBESTOS, BYRON JACKSON, 5220111, WU:B-J BOILER FEED PUMP, 14X14X16, 4-STG HDB, S/N 741-C-1039, U3&4
5330225235 | ACTIVE | 03021115 | 03021115 | 2 | EA | MECH | O-RING, BYRON JACKSON, 648334MG
5330225243 | ACTIVE | 03021115 | 03021115 | 4 | EA | MECH | O-RING, 224, BUNA 70 DURO, FOUR STATES GASKET, 224, WU:B-J BOILER FEED PMP, 14X14X16, 4-STG HDB, S/N 741-C-0139, U-3&4
5330225227 | ACTIVE | 03021115 | 03021115 | 1 | EA | MECH | O-RING, OIL OUT, THR, ITEM #747-18,BYRON JACKSON, 568338GS, WU:B-J BFP, 14X14X16, 4-STG HDB, S/N 741-C-0139, U-3&4
6685361484 | ACTIVE | 03021116 | 03021116 | 6 | EA | ELEC/INS | GAUGE, PRESSURE, H2O, 1/4"MNPT, BTM, 0-300 PSI, ASHCROFT,35-1005P02L-XUL-300 WATER
6640001902 | ACTIVE | 03021119 | 03021119 | 4 | EA | MECH | COLUMN, ION-EX, COLE-PARMER, 1506-35, WU: LAB
0100005793 | ACTIVE | 03021121 | 03021121 | 2 | EA | MECH | DEFLECTOR, OIL, GENERAL ELEC, 148D6436P0001, WU:U3 10S BEARING ROLL OUT/IN & COUPLING ALIGNMENT; EXCITER U-3&4
0100005790 | ACTIVE | 03021121 | 03021121 | 2 | EA | MECH | DEFLECTOR, OIL, GENERAL ELEC, 148D6402P0001, WU:U3 10S BEARING ROLL OUT/IN & COUPLING ALIGNMENT; EXCITER U-3&4
9515000025 | ACTIVE | 03021124 | 03021124 | 2 | BX | STRUC | SHIM, STOCK, 6"W, 50"L, 1/32"THK, 302 SS, THE ANCHOR PACKING CO., BY DESCRP
3439002795 | ACTIVE | 03021201 | 03021201 | 20 | LB | TOOL | ELECTRODE, WELDING, ROD, 1/8"DIA, SS, E317-16, MILL TEST REPORT REQ'D, (10# CONT), ANY MFG, BY DESCRP, INSPECTION REQ'D
0100001373 | ACTIVE | 33333333 | 03021202 | 1 | EA | MECH | GASKET, SPIRAL WOUND, FLEXITALLIC, 19-1/8" X 19-7/8" X 21-3/8" X 22-1/8" RWI, NON-ASBESTOS, FOUR STATES GASKET, BY DESCRP, WU:#5A & 5B LP HEATER
0100001372 | ACTIVE | 33333333 | 03021203 | 1 | EA | MECH | GASKET, SPIRAL WOUND, FLEXITALLIC, 17-3/4" X 18-1/2" X 19-3/4" X 20-1/2" NON-ASBESTOS, FOUR STATES GASKET, BY DESCRP,WU:3A D.A. HTR IN D.A. ROOM
6625001968 | ACTIVE | 03021206 | 03021206 | 13 | EA | ELEC/INS | JUMPER, ELECTRICAL/TD, MINIGRABBER, 24"L, 3000 DC V, 5 A, VIOLET, NEWARK, 94F1544
6625001984 | ACTIVE | 03021206 | 03021206 | 6 | EA | ELEC/INS | JUMPER, ELECTRICAL/TD, MINIGRABBER, 24"L, 3000 DC V, 5 A, WH, POMONA ELECTRONICS DIV., 3781-24-9
6625001935 | ACTIVE | 03021206 | 03021206 | 18 | EA | ELEC/INS | JUMPER, ELECTRICAL/TD, MINIGRABBER, 24"L, 3000 DC V, 5 A, GREEN, NEWARK, 94F1543
6625001976 | ACTIVE | 03021206 | 03021206 | 14 | EA | ELEC/INS | JUMPER, ELECTRICAL/TD, MINIGRABBER, 24"L, 3000 DC V, 5 A, GRAY, POMONA ELECTRONICS DIV., 3781-24-8
6625001943 | ACTIVE | 03021206 | 03021206 | 7 | EA | ELEC/INS | JUMPER, ELECTRICAL/TD, MINIGRABBER, 24"L, 3000 DC V, 5 A, BLU, POMONA ELECTRONICS DIV., 3781-24-6
5345000169 | ACTIVE | 03021210 | 03021210 | 12 | EA | TOOL | ABRASIVE, DISC, SANDING, AL OXIDE, 3"DIA, 60 GRIT, ANY MFG, BY DESCRP
5345000128 | ACTIVE | 99999999 | 03021210 | 200 | EA | TOOL | ABRASIVE, DISC, SANDING, AL OXIDE, 3"DIA, 120 GRIT, 10000 RPM, MERIT ABRASIVE PROD, 71180
6625002065 | ACTIVE | 03021211 | 03021211 | 5 | EA | ELEC/INS | PROBE,CAP,UCC,34242-1
9340000166 | ACTIVE | 03021212 | 03021212 | 18 | EA | MECH | WINDOW, 5"L, 1/2"THK, GL/PYREX, UCC, 45603-1, WU: ASH SYSTEM, UCC PRESS POKE HOLE
5620000025 | ACTIVE | 03021212 | 03021212 | 3 | EA | MECH | WINDOW, 3/4" X 5", 500 DEG F - 300 PSI, GLASS, UCC, 45604-3, WU:UCC FLYASH & BOTTOM ASH SYSTEM U-3
5330195297 | ACTIVE | 03021212 | 03021212 | 57 | EA | MECH | GASKET, DOOR WINDOW, 4"ID X 5"OD, 1/8"THK, 2 OZ, SILICONE, NON-ASBESTOS, UNITED CONVEYOR CORP, 15289, WU: ASH SYSTEM ACCESS DOOR
0100006284 | ACTIVE | 03021213 | 03021213 | 3 | EA | MECH | BEARING, BALL, SELF-ALIGNING, SKF 1216, WU:U3&4 PULV HOT AIR DAMPERS
3110060153 | ACTIVE | 03021213 | 03021213 | 70 | EA | MECH | BEARING, BALL, 1.1250"ID, 2.4409"OD, LOCK RING/COLLAR/STRAIGHT, FAFNIR BRG, 1102KRR, WU:FLY ASH DIFFUSER, UCC ASH HNDLNG PARTS
0100006444 | ACTIVE | 03021214 | 03021214 | 5 | EA | MECH | LINER, CONE EXTENSION, 150MM R55, BOYER AND SEELEY INC, A119445, WU:LIMESTONE BALL MILL CLASSIFIER
3110063587 | ACTIVE | 33333333 | 03021215 | 1 | KT | MECH | BEARING, KIT, THRUST, (2) PM 1026C,(2) PM 1026D,(1) PM 1026W, DE LAVAL TURBINE, PM1026AM, WU:DELAVAL BLR FEED PMP MDL 7BB41310, S/N 705505-6
6685362011 | ACTIVE | 03021216 | 03021216 | 2 | EA | MECH | THERMOWELL, SEE DRW CLS TAB, NOTE BUTTON, AX=7/8"OD X 5/8"ID ALUMINA, D=1" X 3", U=18", ALMNM CERMIC, FITTING THRD BOTH ENDS, TAVCO, PT-AX-21-D
0100000108 | ACTIVE | 03021217 | 03021217 | 12 | PR | SAFETY | GOGGLES, SAFETY, STRIKETEAM XTO DURABLE FACE PADDING, CLEAR, FRAME-GRAY, FACE FOAM-GRAY, STRIKETEAM, 740-0283
0100001303 | ACTIVE | 03021217 | 03021217 | 18 | EA | SAFETY | COVER, GOGGLE, ANY MFG, AC 150, WU: PLANT WIDE, FOR "GOGGLES REQUIRED" AREA
0100001665 | ACTIVE | 03021217 | 03021217 | 25 | EA | SAFETY | LENS, GOGGLE, REPLACEMENT, STRIKETEAM XTO, CF AND TURBO CAM, EYE SAFETY SYSTEM, EL1, USE W/CAT ID 0100000108 & 0100000109
0100001264 | ACTIVE | 03021217 | 03021217 | 5 | PK | SAFETY | LENS, GOGGLE, COVER, TEAR-OFFS, EYE SAFETY SYSTEMS, ESS-ET-6PK, WU:ON STRIKETTEAM GOGGLES: 0100000108 & 0100000109
6685359397 | ACTIVE | 03021219 | 03021219 | 1 | EA | ELEC/INS | THERMOMETER, 5" DIAL, 12" STEM, 0-200 DEG F, REOTEMP INSTRUMENT, A
6685361971 | ACTIVE | 03021219 | 03021219 | 4 | EA | ELEC/INS | THERMOMETER, 5" DIAL, 4" STEM, 25-125 DEG F, ROCHESTER INSTRUMENT, AG-1550-R-13-04
6685360841 | ACTIVE | 03021219 | 03021219 | 2 | EA | ELEC/INS | THERMOMETER, 5" DIAL, 6" STEM, 50-300 DEG F, REOTEMP INSTRUMENT, B
0100005648 | ACTIVE | 03021222 | 03021222 | 2 | EA | ELEC/INS | SENSOR, AQUASENSORS PH DATASTICK, THERMO SCIENTIFIC, PH-2-4-A-1-A-2, WU:SAMPLE PANEL CONTROLS DEMIN
8415000119 | ACTIVE | 03021224 | 03021224 | 5 | EA | SAFETY | HOOD, WELDING, VULCANIZED FBR, KEDMAN CO-HUNTSMAN, 430P
4320081211 | ACTIVE | 33333333 | 03021301 | 4 | EA | MECH | PLATE, CONTOUR, OIL SIDE, SS, MILTON ROY, 298-0019-116, WU:PUMP MDL B/DMR16292SM, S/N 114439-1, 6GPH 3000 PSI, PHOSPH, (DUP: 4310074259)
4310074259 | ACTIVE | 33333333 | 03021301 | 1 | EA | MECH | PLATE, CONTOUR, OIL SIDE, SS, WU:M-R HYDRAZINE PMP MDL A S/N 200153-7, 8&9 CAP 2.5SPH 5, (DUP: 4320081211)
4810137234 | ACTIVE | 03021302 | 03021302 | 2 | EA | MECH | BALL, VALVE, 316 SS, WHITEY CO., SS-3B-63X, WU:IGNITER VALVE PACKAGES, BURNER FRONT, U-3&4
4810137226 | ACTIVE | 99999999 | 03021302 | 2 | EA | MECH | BALL, VALVE, 316 SS, WHITEY CO., SS-3BK-63, WU: IGNITER VALVE PACKAGES, BURNER FRONT, U-3&4
5330171389 | ACTIVE | 03021303 | 03021303 | 4 | EA | MECH | O-RING, 216, 1-1/8"ID X 1/8, VITON, FISHER CONTROLS CO., 1N2854-0638
4820122309 | ACTIVE | 03021304 | 03021304 | 1 | EA | MECH | VALVE, BALL, 3 PIECE, 1/2", SS, THD, SA351 CF8M BODY, SA316L BALL, ANSI 600 CL, NON-ASB, WORCESTER CONTROL CORP, 4466TT-SE
4820123687 | ACTIVE | 03021304 | 03021304 | 5 | EA | MECH | VALVE, BALL, 2 PIECE: WATER, OIL, 1", SS, THD, SA351 CF8M BODY, 2000 PSI, SA316L BALL, ANSI CLASS 600, NON-ASB, APOLLO VALVES, 76-105-01A
3439002258 | ACTIVE | 03021308 | 03021308 | 32 | LB | TOOL | ROD,BRAZING,BARE BRONZE,1/8 IN,TIG,ANY MFG,BY DESCRP
5975263350 | ACTIVE | 03021309 | 03021309 | 8 | EA | ELEC/INS | BUSHING, CONDUIT, REDU, AL, 2"M X 1"F, KILLARK ELECTRIC MFG, R-63
5975258533 | ACTIVE | 33333333 | 03021309 | 2 | EA | ELEC/INS | BUSHING, CONDUIT, REDUCING, STL, 2"M X 3/4"F, APPLETON ELECTRIC CO., RB200-75
5975258350 | ACTIVE | 03021309 | 03021309 | 10 | EA | ELEC/INS | BUSHING, CONDUIT, REDU, AL, 1-1/4"M X 3/4"F, APPLETON, RB125-75A
5975258806 | ACTIVE | 03021309 | 03021309 | 5 | EA | ELEC/INS | BUSHING, CONDUIT, REDUCING, STL, 2"M X 1-1/2"F, APPLETON ELECTRIC CO., RB200-150
5975260059 | ACTIVE | 03021309 | 03021309 | 15 | EA | ELEC/INS | REDUCER, CONDUIT, RIG, 1-1/4" X 1", MALLEABLE IR, APPLETON ELECTRIC CO., RB125-100
5975262295 | ACTIVE | 03021309 | 03021309 | 3 | EA | ELEC/INS | BUSHING, CONDUIT, REDU, AL, 1-1/2"M X 1"F, APPLETON, RB150-100A
5975259226 | ACTIVE | 03021309 | 03021309 | 2 | EA | ELEC/INS | BUSHING, CONDUIT, REDU, AL, 1-1/2"M X 3/4"F, APPLETON, RB 150-75A
5975263814 | ACTIVE | 03021309 | 03021309 | 14 | EA | ELEC/INS | BUSHING, CONDUIT, REDU, AL, 1"M X 3/4"F, APPLETON, RB10075A
5975262725 | ACTIVE | 03021309 | 03021309 | 3 | EA | ELEC/INS | BUSHING, CONDUIT, REDU, AL, 1"M X 1/2"F, APPLETON, RB100-50A
5975264127 | ACTIVE | 03021309 | 03021309 | 4 | EA | ELEC/INS | BUSHING, CONDUIT, REDU, STL, 1"M X 1/2"F, APPLETON, RB100-50
5975260729 | ACTIVE | 03021309 | 03021309 | 10 | EA | ELEC/INS | BUSHING, CONDUIT, REDU, AL, 3/4"M X 1/2"F, APPLETON, RB75-50A
5130000598 | ACTIVE | 03021311 | 03021311 | 7 | EA | TOOL | ABRASIVE, WHEEL, GRIND/MINI, 3"DIA, 3/4", 1/4 IN-20, 25000 RPM, 120 GRIT, MERIT ABRASIVE PRODUCTS, BY DESCRP
5130000648 | ACTIVE | 03021311 | 03021311 | 10 | EA | TOOL | ABRASIVE, WHEEL, GRIND/MINI, 2-1/2"DIA, 1/2", 1/4 IN-20, 20000 RPM, 80 GRIT, MERIT ABRASIVE PRODUCTS I, BY DESCRP
5130000572 | ACTIVE | 03021311 | 03021311 | 6 | EA | TOOL | ABRASIVE, WHEEL, GRIND/MINI, 3"DIA, 1", 1/4 IN-20, 25000 RPM, 120 GRIT, MERIT ABRASIVE PRODUCTS I, BY DESCRP
0100005710 | ACTIVE | 33333333 | 03021311 | 29 | EA | SAFETY | LINER, REPLACEMENT SWEATBAND, BLACK, PYRAMEX, HPRBANDR
0100006112 | ACTIVE | 03021312 | 03021312 | 1 | EA | ELEC/INS | KIT, PROBE, 10", NEMA4X, 120V, 750F; W/JUNC BOX, UCC, 3505-824-08-24-2, WU:U-1 ECONOMIZER ASH SYSTEM
0100006235 | ACTIVE | 03021312 | 03021312 | 1 | EA | MECH | SPROCKET, DRWG# 5-4901-157Z1-3, SECTION-DRIVE, RH, 26-1/2" DFC, UCC, 36660-8, WU:U1 ECONOMIZER ASH SYS
0100006243 | ACTIVE | 03021312 | 03021312 | 2 | EA | MECH | BEARING, 55"ID X 6.5"OD X 1.12"LG (2HALF=1EA),BRONZE, SECTION-DRIVE, RH, 26-1/2" DFC,UCC, 494103, WU:U1 ECON ASH SYS, DRWG# 5-4901-157Z1-3
0100006236 | ACTIVE | 03021312 | 03021312 | 1 | EA | MECH | KEY, 1-1/4" SQ, 6" LG, 4140 CS, UCC, 404029-105, WU:U1 ECONOMIZER ASH SYSTEM
0100006186 | ACTIVE | 03021312 | 03021312 | 4 | EA | MECH | PACKING, DIEFORM, 4.5"ID, DRWG# 5-4901-115-1, TAKE-UP SECTION-DFC, RH DR, 26-1/2",0.5SQ, UCC, 40625-34, WU:U1 ECONOMIZER ASH SYSTEM
0100006188 | ACTIVE | 03021312 | 03021312 | 4 | EA | MECH | KEY, DRIVE, 1-1/4" SQ, 6"LG, CS, UCC, 491249-6, WU:U1 ECONOMIZER ASH SYSTEM
0100006242 | ACTIVE | 03021313 | 03021313 | 1 | EA | MECH | SHAFT, 33-1/4"L, DRWG#5-4901-157Z1-3, SECTION-DRIVE, RH, 26-1/2"DFC, UCC, 491869-2, WU:U1 ECONOMIZER ASH SYS
0100006233 | ACTIVE | 03021313 | 03021313 | 1 | EA | MECH | SHAFT, 38-1/4"L, DRWG#5-4901-157Z1-3, SECTION-DRIVE, RH, 26-1/2"DFC, UCC, 491869-1, WU:U1 ECONOMIZER ASH SYS
0100006180 | ACTIVE | 33333333 | 03021313 | 2 | EA | MECH | SEAL, FIBERGLASS, DRWG# 5-4901-115-1, TAKE-UP SECTION-DFC., RH DR, 26-1/2", UCC, 491888, WU:U1 ECONOMIZER ASH SYS
0100006247 | ACTIVE | 03021313 | 03021313 | 4 | EA | MECH | PACKING, DIEFORM, 5.5"ID, DRWG# 5-4901-157Z1-3, SECTION-DRIVE, RH, 26-1/2" DFC, 0.5" SQUARE, UCC,4 0625-30, WU:U1 ECONOMIZER ASH SYSTEM
0100006210 | ACTIVE | 03021313 | 03021313 | 1 | EA | MECH | GASKET, HORIZONTAL SECTION-DFC, 26.5" X 117"LG X 2"W X 1/4"THK , NON-ASBESTOS, UCC, 41148, WU:U1 ECONOMIZER ASH SYS,DRWG #5-4901-114-1
0100006226 | ACTIVE | 03021313 | 03021313 | 1 | EA | MECH | GASKET, STEEL REINFORCED, CONNECTION-6", NON-ASBESTOS, TACKY CLOTH WITH STEEL INSERT, UCC, 41023-3, WU:U1 ECONOMIZER ASH SYS, DRWG#
0100006214 | ACTIVE | 03021313 | 03021313 | 1 | EA | MECH | GASKET, TYPE 66H, CONNECTION-8", NON-ASBESTOS, UNITED CONVEYOR CORP, 1720-57-4, WU:U1 ECONOMIZER ASH SYS, INCLDS P/N'S 17195 AND 45557-5
0100006241 | ACTIVE | 03021313 | 03021313 | 1 | EA | MECH | GASKET, 11"OD X 7.38,.03"THK, THRMOSEAL KLINGERSALL C-4401, UCC, 494105, WU:1 ECN ASH SYS, DRWG# 5-4901-157Z1-3, SECTION-DRIVE, RH, 26-1
0100006203 | ACTIVE | 03021315 | 03021315 | 1 | EA | MECH | BEARING, ROLLER, SUB-ASSY# 3-2109-11, GREASE FEEDER-REMOTE, UCC, 405073-4, WU:U1 ECONOMIZER ASH SYS
4730124510 | ACTIVE | 03021316 | 03021316 | 33 | EA | MECH | COUPLING, AIR HOSE, CHICAGO FTG X 3/8" BARBED HOSE END, MALLEABLE IR,110 PSI, DIXON VALVE, AMH
0000000342 | ACTIVE | 03021318 | 03021318 | 2 | EA | MECH | LINER, COVER PLATE, STANDARD RUBBER, WARMAN, C2017MR55, WU: LS FEED TANK PUMP LIMESTONE
8415001117 | ACTIVE | 03021324 | 03021324 | 23 | EA | SAFETY | OVERALLS, BIB/SNAP FLY, X-LG, NEO-TEX, NEESE IND, 35BTFYX, PANTS FOR RUBBER RAIN SUIT
5930235790 | ACTIVE | 03021401 | 03021401 | 2 | EA | ELEC/INS | SWITCH, LIMIT, PROX, 120-600 V, 1250 W/36"LEADS, GENERAL EQUIPMENT MFG., 11-11122-F2
4730117811 | ACTIVE | 03021402 | 03021402 | 2 | EA | MECH | BUSHING, PIPE, HEX, SS, SA182F316L, 2" MNPT X 1-1/2" FNPT, 3M/6M LB, ANY MFG, BY DESCRP
4730115674 | ACTIVE | 03021402 | 03021402 | 3 | EA | MECH | BUSHING, PIPE, HEX, SS, SA182F316L, 1-1/2" MNPT X 1" FNPT, 3M/6M LB, ANY MFG, BY DESCRP
4730103647 | ACTIVE | 03021402 | 03021402 | 7 | EA | MECH | BUSHING, PIPE, HEX, SS, SA182F316L, 1-1/2" MNPT X 3/4" FNPT, 3M/6M LB, ANY MFG, BY DESCRP
4730115625 | ACTIVE | 03021402 | 03021402 | 7 | EA | MECH | BUSHING, PIPE, HEX, SS, SA182F316L, 1-1/2" MNPT X 1-1/4" FNPT, 3M/6M LB, ANY MFG, BY DESCRP
4730109404 | ACTIVE | 03021402 | 03021402 | 4 | EA | MECH | BUSHING, PIPE, HEX, SS, SA182F316L, 1-1/4" MNPT X 1" FNPT, 3M/6M LB, ANY MFG, BY DESCRP
4730104587 | ACTIVE | 03021402 | 03021402 | 5 | EA | MECH | BUSHING, PIPE, HEX, SS, SA182F316L, 1" MNPT X 1/2" FNPT, 3M/6M LB, ANY MFG, BY DESCRP
4730110444 | ACTIVE | 03021402 | 03021402 | 8 | EA | MECH | BUSHING, PIPE, HEX, SS, SA182F316L, 1" MNPT X 1/4" FNPT, 3M/6M LB, ANY MFG, BY DESCRP
4730107150 | ACTIVE | 03021402 | 03021402 | 7 | EA | MECH | BUSHING, PIPE, HEX, SS, SA182F316L, 1" MNPT X 3/8" FNPT, 3M/6M LB, ANY MFG, BY DESCRP
4730108802 | ACTIVE | 03021402 | 03021402 | 5 | EA | MECH | BUSHING, PIPE, HEX, SS, SA182F316L, 3/4" MNPT X 1/8" FNPT, 3M/6M LB, ANY MFG, BY DESCRP
4730106616 | ACTIVE | 03021402 | 03021402 | 6 | EA | MECH | BUSHING, PIPE, HEX, SS, SA182F316L, 3/4" MNPT X 1/2" FNPT, 3M/6M LB, ANY MFG, BY DESCRP
4730119031 | ACTIVE | 03021402 | 03021402 | 12 | EA | MECH | BUSHING, PIPE, HEX, SS, SA182F316L, 3/4" MNPT X 1/4" FNPT, 3M/6M LB, ANY MFG, BY DESCRP
4730113984 | ACTIVE | 03021402 | 03021402 | 8 | EA | MECH | BUSHING, PIPE, HEX, SS, SA182F316L, 1/2" MNPT X 1/4" FNPT, 3M/6M LB, ANY MFG, BY DESCRP
4730106772 | ACTIVE | 03021402 | 03021402 | 10 | EA | MECH | BUSHING, PIPE, HEX, SS, SA182F316L, 1/4" MNPT X 1/8" FNPT, 3M/6M LB, ANY MFG, BY DESCRP
4820121814 | ACTIVE | 03021406 | 03021406 | 4 | EA | MECH | VALVE, GLOBE, 1/2", CS BODY, SCKTWLD, 1975 PSI@100 DEG, NON-ASB, ASME/ANSI B16.34, R-P&C SPECIALTY VALVE, BY DESCRP
5930235709 | ACTIVE | 03021407 | 03021407 | 11 | EA | ELEC/INS | SWITCH, LIMIT, ROLLER LVR, 125/250/480 V, 15-22 A, SPDT, MICRO SWITCH, BZ-2RW82291-A2
5945244563 | ACTIVE | 03021409 | 03021409 | 1 | EA | ELEC/INS | RELAY, GENL PURP, 24 V, 24 DC V, 7.50/10 A, 700 OHM, 4PDT, NEWARK ELEC, 67F1077
5945247269 | ACTIVE | 33333333 | 03021410 | 3 | EA | ELEC/INS | RELAY, PROGMMABLE, 24-240 AC/DC V, 11 PIN, 0.10 SECS-9990 HRS, POTTER & BRUMFIELD DIV OF, CDH-21-30025
0100003366 | ACTIVE | 03021411 | 03021411 | 1 | EA | TOOL | LANYARD, WRAPBAX2, EZ STOP SHOCK PACK, 6' L, SNAP HOOK AT PACK END, TIE BACK AT LEG END, DBI/SALA, 1246229
5975259507 | ACTIVE | 03021415 | 03021415 | 1 | EA | ELEC/INS | BOX, ELECTRICAL, JCTN, 8 X 10" X 5-3/4", PLAST, CARLON PROD., CC1085
4730104843 | ACTIVE | 03021417 | 03021417 | 35 | EA | MECH | COUPLING, HOSE, CHICAGO FTG X 3/4" FNPT, MALLEABLE IR, DIXON VALVE, AM8
6685363738 | ACTIVE | 03021419 | 03021419 | 1 | EA | ELEC/INS | THERMOMETER, 5" DIAL, 18" STEM, 0-200 DEG F, REOTEMP INSTRUMENT, A
6685359454 | ACTIVE | 03021419 | 03021419 | 1 | EA | ELEC/INS | THERMOMETER, 5" DIAL, 2-1/2" STEM, 50-300 DEG F, REOTEMP INSTRUMENT, MODEL J
3020054452 | ACTIVE | 03021502 | 03021502 | 5 | EA | MECH | GRIDMEMBER, COUPLING, 7F, FALK CORP, 7F*GRID, WU: FALK 7F COUPLING
3020056309 | ACTIVE | 03021502 | 03021502 | 1 | EA | MECH | GRIDMEMBER, COUPLING, 6F, FALK CORP, 6F*GRID, WU:SECCONDARY AIR PREHEATER, UNIT 4, MAINTENANCE.
4730108349 | ACTIVE | 03021503 | 03021503 | 4 | EA | MECH | BUSHING, PIPE, HEX, SS, SA182F316L, 2-1/2" MNPT X 2" FNPT, 3M/6M LB, ANY MFG, BY DESCRP
4730117605 | ACTIVE | 03021503 | 03021503 | 2 | EA | MECH | BUSHING, PIPE, HEX, SS, SA182F316L, 2" MNPT X 3/4" FNPT, 3M/6M LB, ANY MFG, BY DESCRP
4730113679 | ACTIVE | 03021503 | 03021503 | 3 | EA | MECH | BUSHING, PIPE, HEX, SS, SA182F316L, 2" MNPT X 1" FNPT, 3M/6M LB, ANY MFG, BY DESCRP
4730111202 | ACTIVE | 03021503 | 03021503 | 2 | EA | MECH | BUSHING, PIPE, HEX, SS, SA182F316L, 1-1/2"MNPT X 1/2" FNPT, 3M/6M LB, ANY MFG, BY DESCRP
4730109131 | ACTIVE | 03021503 | 03021503 | 3 | EA | MECH | BUSHING, PIPE, HEX, SS, SA182F316L, 1-1/4" MNPT X 3/4" FNPT, 3M/6M LB, ANY MFG, BY DESCRP
4730109834 | ACTIVE | 03021503 | 03021503 | 5 | EA | MECH | BUSHING, PIPE, HEX, SS, SA182F316L, 1" MNPT X 3/4" FNPT, 3M/6M LB, ANY MFG, BY DESCRP
5945243060 | ACTIVE | 03021505 | 03021505 | 3 | EA | ELEC/INS | RELAY, GENL PURP, 120 AC/28 DC V, 24 DC V, 10 A, 470 OHM, 2 NO, PLG-IN, PLAST, DPDT/W LGT, GTE SYLVANIA ELECTRONIC, ECG-RLY 1143N
5940239857 | ACTIVE | 03021505 | 03021505 | 4 | EA | ELEC/INS | BLOCK, TERMINAL, ACCOMMODATES UP TO 10 SOLID WIRE,10 CONTACTS, NEWARK ELECTRONICS, 28F730
5940239287 | ACTIVE | 03021505 | 03021505 | 14 | EA | ELEC/INS | BLOCK, TERMINAL, BARRIER BLOCKS, "L" DIM 4.407, "M" DIM 4.125, 10 TERM, TRW, 10164, NEWARK ELECTRONICS, 28F848
5940239840 | ACTIVE | 03021505 | 03021505 | 6 | EA | ELEC/INS | BLOCK, TERMINAL, BARRIER, ACCOMMODATES UP TO 14 SOLID WIRE, 5 CONTACTS, FISCHER & PORTER CO., 358D543F62
5940239873 | ACTIVE | 03021505 | 03021505 | 6 | EA | ELEC/INS | BLOCK, TERMINAL, BARRIER, NEWARK ELECTRONICS, 28F725, WU: INSTR STOCK
5975261198 | ACTIVE | 03021507 | 03021507 | 2 | EA | ELEC/INS | BODY, CONDUIT, LBY, 3/4", CI, CAPPED, THDED, CROUSE HINDS, LBY-25
5975260331 | ACTIVE | 03021507 | 03021507 | 1 | EA | ELEC/INS | BODY, CONDUIT, Y, 3/4", AL, CAPPED ELL, APPLETON, AY-75
5975257840 | ACTIVE | 03021507 | 03021507 | 6 | EA | ELEC/INS | BODY, CONDUIT, ELBOW/PULLING, 1/2", CI, THDED, APPLETON, ELBY-50
5975264606 | ACTIVE | 03021507 | 03021507 | 8 | EA | ELEC/INS | BODY, CONDUIT, LB, 3/4", AL, ENTRANCE/W COVER & GSKT, APPLETON, SLAY-75A
0100006285 | ACTIVE | 33333333 | 03021509 | 5 | EA | ELEC/INS | PROCESSOR, MODULAR, SLC 5/05, 16K MEMORY (WORDS), ROCKWELL AUTOMATION, 1747-L551, WU:BOILER AND ABSORBER AREA
0100006294 | ACTIVE | 03021509 | 03021509 | 2 | EA | ELEC/INS | MODULE,SLC 500 ANALOG CURRENT OUTPUT,4-CH,NON-ISOLATED,ROCKWELL AUTOMATION,1746-NO4I,WU:BOILER AND ABSORBER AREA
0100006296 | ACTIVE | 03021509 | 03021509 | 2 | EA | ELEC/INS | MODULE,SLC 500 HIGH RESOLUTION ANALOG INPUT 4 POINT,ROCKWELL AUTOMATION,1746-NI4,WU:BOILER AND ABSORBER AREA
0100006297 | ACTIVE | 03021510 | 03021510 | 2 | EA | ELEC/INS | MODULE,SLC 500 DEVICENET SCANNER,ROCKWELL AUTOMATION,1747-SDR,WU:BOILER AND ABSORBER AREA
0100006300 | ACTIVE | 03021510 | 03021510 | 2 | EA | ELEC/INS | MODULE,SLC 500 ISOLATED RELAY OUTPUT 8 POINTS,ROCKWELL AUTOMATION,1746-OX8,WU:BOILER AND ABSORBER AREA
0100006321 | ACTIVE | 03021510 | 03021510 | 2 | EA | ELEC/INS | MODULE,CLX INPUT,79-132 VAC,16 POINTS (20 PIN),ROCKWELL AUTOMATION,1756-IA16,WU:ABSORBER AND BOILER AREA
0100006299 | ACTIVE | 03021510 | 03021510 | 2 | EA | ELEC/INS | MODULE,SLC 500 8 CHANNEL GENERAL PURPOSE DIGITAL INPUT,120 VAC,ROCKWELL AUTOMATION,1746-IA8,WU:BOILER AND ABSORBER AREA.
0100006298 | ACTIVE | 03021510 | 03021510 | 6 | EA | ELEC/INS | MODULE,SLC 500 8 CHANNEL DIGITAL INPUT SINKING,24VDC,ROCKWELL AUTOMATION,1746-IB6,WU:BOILER AND ABSORBER AREA
0100003475 | ACTIVE | 33333333 | 03021511 | 1 | EA | ELEC/INS | BOARD, PCB, MEASURE INTERFACE, CEMTEK, 67-119, WU: CEMS MONITOR MERCURY REMOVAL
5975262642 | ACTIVE | 03021512 | 03021512 | 1 | EA | ELEC/INS | COVER, BOX, BLANK, 4-9/16, FS, SINGLE, 2-13/16, APPLETON, FSK 1B CA
5975259457 | ACTIVE | 03021512 | 03021512 | 5 | EA | ELEC/INS | COVER, BOX, SWITCH, AL, 1 GANG, SINGLE, KILLARK, 1FT
5975264440 | ACTIVE | 03021512 | 03021512 | 4 | EA | ELEC/INS | COVER, BOX, DPLX RCPT, AL, SINGLE, APPLETON, FSK-1DRA
5975260323 | ACTIVE | 03021512 | 03021512 | 11 | EA | ELEC/INS | COVER, BOX, DPLX RCPT, RAISED, 1 GANG, 4" X 4", STEEL CITY DIV., RS12
5975258384 | ACTIVE | 33333333 | 03021512 | 6 | EA | ELEC/INS | COVER, BOX, DPLX RCPT, RAISED, 2 GANG, 4" X 4", STEEL CITY DIV., RS8
5975258491 | ACTIVE | 03021512 | 03021512 | 9 | EA | ELEC/INS | COVER, BOX, BLANK, AL, 1, BELL ELECTRIC COMPANY, 240-AL
5975260570 | ACTIVE | 03021512 | 03021512 | 8 | EA | ELEC/INS | COVER, BOX, BLANK, CS, BLTED, 1 GANG, APPLETON, 2540
5975264044 | ACTIVE | 03021512 | 03021512 | 2 | EA | ELEC/INS | COVER, BOX, DPLX RCPT, NYL, IVORY, SINGLE, LEVITON MFG., 80703-I
5975257881 | ACTIVE | 03021512 | 03021512 | 12 | EA | ELEC/INS | COVER, BOX, DPLX, SINGLE, STEEL CITY DIV., 58C7
5975258327 | ACTIVE | 03021512 | 03021512 | 1 | EA | ELEC/INS | COVER, BOX, BLANK, GALV CS, 4" SQ., BLTED, STEEL CITY DIV., 52C1
0100003471 | ACTIVE | 03021513 | 03021513 | 2 | EA | ELEC/INS | LAMP, ASSY, MODEL TECO 80I, CEMTEK, 67-067, WU: MONITOR MERCURY REMOVAL CEMS
0100006286 | ACTIVE | 03021515 | 03021515 | 2 | EA | ELEC/INS | POWERSUPPLY,120/240 VAC,10A @ 5VDC & 2.88A @ 24VDC,RACK MOUNT,ROCKWELL AUTOMATION,1746-P4,WU:BOILER AND ABSORBERS
0100006287 | ACTIVE | 33333333 | 03021515 | 2 | EA | ELEC/INS | POWERSUPPLY,24VDC,3.6A,SLC 500 RACK MOUNT,ROCKWELL AUTOMATION,1746-P3,WU:BOILER AND ABSORBERS
0100006288 | ACTIVE | 33333333 | 03021515 | 2 | EA | ELEC/INS | POWERSUPPLY,120/240 VAC,2 A,SLC 500 RACK MOUNT,ROCKWELL AUTOMATION,1746-P1,WU:BOILER AND ABSORBERS
0100006373 | ACTIVE | 03021518 | 03021518 | 3 | EA | MECH | PLATE, FBM AND/OR FCM 8 POSITION BASE, VERTICAL DIN RAIL MOUNTED 200 SERIES, PLATE, BASE, 8 SLOTS, VERTICAL, TIME STROBE, 8 FBM, RH926JM
3455000079 | ACTIVE | 33333333 | 03021519 | 4 | EA | TOOL | BLADE, CUTTING, SAW, 53-3/4" X 1/2" X .020, HIGH SPEED STL, 24, ROCKWELL MFG. CO, 45283
3010048282 | ACTIVE | 03021521 | 03021521 | 1 | EA | MECH | POSITIONER,150 PSI INPUT,30 VDC, 4-20 MA,1"-4"STROKE,1 IN-4"STROKE STAND,BAILEY CONTROLS CO,AV232000,WU: U-3,WU:BAILEY I/P POSITIONER TYPE AP5
4810134322 | ACTIVE | 03021521 | 03021521 | 2 | EA | ELEC/INS | VALVE, SOLENOID, 2-WAY, PNEUMATIC, 1/4T, NC, FNPT 1/4" ORIFICE, RYAN HERCO FLOW SOLUTIONS, 0200.202, CEM
8430000169 | ACTIVE | 03021523 | 03021523 | 5 | PR | SAFETY | BOOTS, SAFETY, MENS 9, STL TOE, BATA IND. BOOT, 89682-9
3010049496 | ACTIVE | 03021601 | 03021601 | 1 | EA | MECH | HUB, COUPLING, #3, W/TAPERED SLOT F/TAPERED GRID, 70T, ROUGH BORE, FALK, 1070T-RSB, WU:FALK STEELFLEX COUPLING
3010049488 | ACTIVE | 03021601 | 03021601 | 2 | EA | MECH | HUB, COUPLING, 40T, ROUGH BORE, FALK CORPORATION, 1040T-RSB
3010048217 | ACTIVE | 03021601 | 03021601 | 2 | EA | MECH | HUB, TORUS COUPLING, SHAFT, 30T31, CS, FALK, 30T31, WU:HEAT SYS, HEAT STEAM A&B, BLR FEED PMP MTR, PROD TRNS PMP, 01AREA
3020054502 | ACTIVE | 33333333 | 03021602 | 3 | EA | MECH | SEAL, KIT, COUPLING, FALK CORP, 5F*SK
5330198234 | ACTIVE | 33333333 | 03021602 | 2 | KT | MECH | SEAL, KIT, COUPLING, (2) 90T10 COVER SEALS, (2) 247688 COVER GASKETS, FALK CORP DIV, 1090T10SK
5330198200 | ACTIVE | 03021602 | 03021602 | 3 | KT | MECH | SEAL, KIT, COUPLING, (2) 80T10 SEALS, (2) 247687 GASKETS, FALK CORP DIV, 1080T10 SK
5330219576 | ACTIVE | 33333333 | 03021602 | 2 | KT | MECH | SEAL, KIT, COUPLING COVER, NON-ASB, (2) O-RINGS, (2) GASKETS, FALK CORP, 1050T10 SK
5330198226 | ACTIVE | 03021602 | 03021602 | 2 | KT | MECH | SEAL, KIT, COUPLING, (2) 40T20 SEALS, (1) 246710 GASKET, FALK CORP. DIVI, 40T20
5330199505 | ACTIVE | 03021602 | 03021602 | 3 | KT | MECH | SEAL, KIT, COUPLING, (2) 70T10 SEALS, (2) 247686 GASKETS, FALK CORP DIV, 1070T10 SK
5330212522 | ACTIVE | 33333333 | 03021602 | 5 | KT | MECH | SEAL, KIT, (2) 247683 GSKTS, (2) 40T10 SEALS, FALK CORP, 1040T10 SK
5330198259 | ACTIVE | 33333333 | 03021602 | 3 | KT | MECH | SEAL, KIT, COUPLING, (2) 20T10 SEALS, (2) 247681 GASKETS, FALK CORP DIV, 1020T10 SK
5330212795 | ACTIVE | 03021602 | 03021602 | 3 | KT | MECH | SEAL, KIT, COUPLING, (2) 30T10 COVER SEALS, (2) 247682 COVER GSKTS, FALK CORP, 1030T10 SK
5330172924 | ACTIVE | 03021603 | 03021603 | 1 | KT | MECH | SEAL, KIT, COUPLING, (2) 110T10 SEALS, (2) 247690 GSKTS, (2) 1217318 GSKTS, FALK CORP. DIV., 1100-T-10SK
5315157551 | ACTIVE | 03021606 | 03021606 | 1 | ST | MECH | KEY, CLUTCH, LIMITORQUE VALVE CONTROLS, 60-563-0012-1, 2 EA = 1 SET
5330182691 | ACTIVE | 03021606 | 03021606 | 2 | EA | MECH | O-RING, RUBBER, LEEDS & NORTHRUP, 301393
4730129972 | ACTIVE | 03021612 | 03021612 | 2 | EA | MECH | FLANGE, PIPE, WELD NECK, 3" NPS, SA105, 300 LB, STD BORE, RAISED FACE, ANY MFG BY DESCRP
4730129931 | ACTIVE | 03021612 | 03021612 | 3 | EA | MECH | FLANGE, PIPE, BLIND, 3" NPS, A105, 300 LB, RAISED FACE, ANY MFG BY DESCRP
4730128081 | ACTIVE | 03021612 | 03021612 | 2 | EA | MECH | FLANGE, PIPE, THDED, 3"NPS, SA105, 300 LB, RAISED FACE, ANY MFG BY DESCRP
0100006445 | ACTIVE | 03021613 | 03021613 | 4 | EA | MECH | HOUSING, SPIGOT, 150MM-A Y08/D09 35MM, BOYER AND SEELEY INC, 06111CVX35A2890, WU:LS BALL MILL CLASSIFIER
4820119446 | ACTIVE | 03021613 | 03021613 | 1 | EA | MECH | VALVE, CHECK, BALL, 3/4", CPVC BODY, VITON O-RING, IPT THRD, 140 DEG, NON-ASB, MODEL B, CHEMTROL, 22800008
3020054494 | ACTIVE | 03021615 | 03021615 | 1 | EA | MECH | COVER, GRIDMEMBER, 5F TRADE SIZE, FALK, 5F*COVER, WU:FALK COUPLING, PRI & SEC AIR HEATER, UNIT 4
3010050494 | ACTIVE | 03021615 | 03021615 | 1 | EA | MECH | COVER, HUB CPLNG, FALK CORP, 1090T10 COVER, WU:FALK STEEL FLEX COUPLING, VACUUM PUMPS, U-3&4
3010050510 | ACTIVE | 03021615 | 03021615 | 1 | EA | MECH | COVER, GRIDMEMBER, 70T10, FALK, 1070T10 COVER, WU:FALK STEELFLEX COUPLING, ALL UNITS
3010050536 | ACTIVE | 03021615 | 03021615 | 2 | EA | MECH | COVER, GRIDMEMBER, 40T20, FALK, 1040T20 COVER, WU:FALK STEELFLEX COUPLING, PLANT WIDE
3010050544 | ACTIVE | 33333333 | 03021615 | 1 | EA | MECH | COVER, GRIDMEMBER, ASSY, 30T10, FALK, 30T10, WU:FALK STEELFLEX COUPLING, PLANT WIDE
0000000346 | ACTIVE | 03021616 | 03021616 | 1 | EA | MECH | LINER, COVER PLATE, STANDARD RUBBER, WARMAN, D3017MR55, WU: FILTER FEED PUMP LIMESTONE
7510434546 | ACTIVE | 03021617 | 03021617 | 19 | EA | OFF/JAN | TAPE, FILAMENT, 3/4"W, MINOR, ANCHR PCKNG CO, BY DESCRP
4530001173 | ACTIVE | 03021620 | 03021620 | 15 | EA | MECH | ARM, BLADE/SECONDARY, 6, 8-1/2", PLASTIC, SHORT, MARTIN ENGINEERING CO., 30262-S, WU: CONVYER CLEANING
5330174706 | ACTIVE | 03021623 | 03021623 | 33 | EA | MECH | GASKET, NUVA COUPLING, 9", NON-ASBESTOS, UNITED CONVEYOR CORP, 17356-1, WU:UCC ASH HANDLING SYSTEM, HT-WHITE
6680345276 | ACTIVE | 03021702 | 03021702 | 2 | EA | MECH | FLOAT, WALLACE & TIERNAN DIVISIO, NP301
5110000592 | ACTIVE | 03021703 | 03021703 | 4 | EA | TOOL | FILE, LATHE/LONG ANG, 14"L, BASTARD, NICHOLSON FILE, 07719
5110000501 | ACTIVE | 03021703 | 03021703 | 14 | EA | TOOL | FILE, HALF-ROUND, 12"L, BASTARD, WARRENSVILLE, PN: 13011, ANY MFG, BY DESCRP
5110000444 | ACTIVE | 03021703 | 03021703 | 9 | EA | TOOL | FILE, ROUND, 14"L, BASTARD, NICHOLSON FILE CO., 12248
5110000089 | ACTIVE | 03021703 | 03021703 | 29 | EA | TOOL | FILE, MILL, 14"L, SMOOTH, NICHOLSON FILE CO., BY DESCRP
5110000436 | ACTIVE | 03021703 | 03021703 | 13 | EA | TOOL | FILE, MILL, 14"L, BASTARD, NICHOLSON FILE CO., 08832
5110000626 | ACTIVE | 03021703 | 03021703 | 8 | EA | TOOL | FILE, MILL, 12"L, SMOOTH, NICHOLSON FILE CO., 08799
5110000246 | ACTIVE | 03021703 | 03021703 | 12 | EA | TOOL | FILE, MILL, 12"L, BASTARD, NICHOLSON FILE CO., 08737
5110000188 | ACTIVE | 03021703 | 03021703 | 4 | EA | TOOL | FILE, ROUND, 12"L, BASTARD, NICHOLSON FILE CO., 12134
5999287153 | ACTIVE | 99999999 | 03021707 | 1 | EA | ELEC/INS | ARMATURE, ALIMAK ELEVATOR CO, 3000-272-765
5995000311 | ACTIVE | 99999999 | 03021707 | 1 | EA | ELEC/INS | CABLE, TELEFLEX, ALIMAK ELEVATOR CO., 3000-940-303
3960000358 | ACTIVE | 99999999 | 03021707 | 1 | EA | MECH | STRIP, RUBBER, ALIMAK ELEVATOR, 389591, WU:LINDEN ALIMAK MINI SCANDO STACK ELEVATORS, U-3&4
4730103704 | ACTIVE | 03021713 | 03021713 | 1 | EA | MECH | UNION, PIPE, 2" NPS, SA105, THDED NPT, 3000 LB, ANY MFG, BY DESCRP
4730104355 | ACTIVE | 03021713 | 03021713 | 6 | EA | MECH | ELBOW, PIPE, SA105, 90 DEG, NPS, 2", 3000 LB, THDED, ANY MFG BY DESCRP
4730106996 | ACTIVE | 03021713 | 03021713 | 16 | EA | MECH | PLUG, PIPE, 2" MNPT, FS, SA105, HEX HD, 6000 LB, ANY MFG, BY DESCRP
5310161988 | ACTIVE | 03021715 | 03021715 | 29 | EA | MECH | NUT, HEX, 9/16", 316 SS, 12 TPI, ANY MFG, BY DESCRP
5310162002 | ACTIVE | 03021715 | 03021715 | 28 | EA | MECH | WASHER, LOCK, 9/16", 316 SS, ANY MFG, BY DESCRP
5310161996 | ACTIVE | 03021715 | 03021715 | 52 | EA | MECH | WASHER, FLAT, 9/16", 316 SS, ANY MFG, BY DESCRP
8430000037 | ACTIVE | 03021723 | 03021723 | 3 | PR | SAFETY | BOOTS, SAFETY, MENS 8, STL TOE, BATA IND. BOOT, 861028
5950250299 | ACTIVE | 03021801 | 03021801 | 1 | EA | ELEC/INS | TRANSFORMER, CONTROL, 480 PR V, 150 VA A, EATON CUTLER HAMMER, C0150E2AFB, WU:A-C 480 VOLT MOTOR CONTROL CENTER, S/N 2-2062-69723C, U-2
5950250984 | ACTIVE | 03021801 | 03021801 | 2 | EA | ELEC/INS | TRANSFORMER, CONTROL, 120 kVA, 480 PR V, 100 VA A, SQUARE D, 9070TF100D1, WU:ALLIS-CAHLMERS 480V MOTOR CNTRL CNTR, S/N 2-2062-69723C, U-2
5110000576 | ACTIVE | 03021803 | 03021803 | 4 | EA | TOOL | FILE, HALF-ROUND, 8"L, BASTARD, NICHOLSON FILE CO., 04896
5110000162 | ACTIVE | 03021803 | 03021803 | 28 | EA | TOOL | FILE, MILL, 8"L, SMOOTH, NICHOLSON FILE CO., 08560
5110000527 | ACTIVE | 03021803 | 03021803 | 13 | EA | TOOL | FILE, SLIM TAPER, 8"L, SMOOTH, NICHOLSON FILE CO., BY DESCRP
5110000030 | ACTIVE | 03021803 | 03021803 | 10 | EA | TOOL | FILE, ROUND, 8"L, BASTARD, ANY MFG, BY DESCRP
5110000584 | ACTIVE | 03021803 | 03021803 | 20 | EA | TOOL | FILE, MILL, 6"L, SMOOTH, NICHOLSON FILE CO., 08416
5110000352 | ACTIVE | 33333333 | 03021803 | 4 | EA | TOOL | FILE, SLIM TAPER, 8"L, NICHOLSON FILE CO., 14290
5110000014 | ACTIVE | 03021803 | 03021803 | 22 | EA | TOOL | FILE, MILL, 8"L, BASTARD, SIMONDS CUTTING TOOLS WAL, BY DESCRP
5355192773 | ACTIVE | 03021804 | 03021804 | 2 | EA | MECH | KNOB, CUTLER-HAMMER, INC, 10250TKB
5355192781 | ACTIVE | 03021804 | 03021804 | 5 | EA | TOOL | LEVER, OPERG, PLAST, NEMA 3/4/13, CUTLER-HAMMER, INC, 10250TLB
4810136889 | ACTIVE | 03021806 | 03021806 | 3 | EA | MECH | SEAL, VALVE, CONTROL COMPONENTS, INC., 255590012,(NO SUB CONTROL COMPONENTS ONLY)
6685359983 | ACTIVE | 03021807 | 03021807 | 1 | EA | MECH | SNUBBER, PRESSURE, PROT/GA, 1/2", 316 STNLESS STL, 4600 PSI, THDED, CAJON COMPANY, SS-8-SA-EA
6685361369 | ACTIVE | 33333333 | 03021807 | 7 | EA | MECH | SNUBBER, PRESSURE, PROT/GA, 1/4", 316 STNLESS STL, 4600 PSI, THDED, CAJON COMPANY, SS-4-SA-EH
4730105709 | ACTIVE | 03021807 | 03021807 | 1 | EA | MECH | NIPPLE, PIPE, BRASS, REDUCING/HEXAGON, 3/8" X 1/4", MNPT, ANY MFG BY DESCRP
4730112358 | ACTIVE | 03021807 | 03021807 | 1 | EA | MECH | NIPPLE, PIPE, BRASS,REDUCING/HEX, 3/4" X 1/2" MNPT, CAJON CO, B-12-HRN-8
5305147190 | ACTIVE | 03021808 | 03021808 | 62 | EA | MECH | SCREW, MACHINE, 5/16" X 2-1/2", RND/SLOTTED, ZINC PLTD STL, 18 TPI
0100006428 | ACTIVE | 03021810 | 03021810 | 2 | EA | MECH | PLATE, FRAME, WARMAN B1032D21, WU:U1&2 BLOWDOWN PUMP & U3&4 HUFF PUMPS
0100006427 | ACTIVE | 03021810 | 03021810 | 2 | EA | MECH | PLATE, COVER, WARMAN PUMP, B1013D21, WU:U1&2 BLOWDOWN PMPS & U3&4 HUFF PMPS,
0100001795 | ACTIVE | 03021811 | 03021811 | 4 | EA | MECH | VALVE, GLOBE, Y PATTERN, 1", CS, SA105 BODY, SCKTWLD, CLASS 1700, NON-ASB, ASME/ANSI B16.34, YARWAY, 107743-01
4930000296 | ACTIVE | 03021812 | 03021812 | 2 | EA | TOOL | GUN, LUBRICATION, GREASE, HAND PUMP, 16 OZ, LINCOLN ST. LOUIS DIV, 1142
0100006359 | ACTIVE | 03021813 | 03021813 | 2 | EA | ELEC/INS | MODULE,FBM237 CHANNEL ISOLATED 8 OUTPUT I/A SERIES,2-20MA,SCHNEIDER ELECTRIC,RH914XS
0100006357 | ACTIVE | 03021813 | 03021813 | 2 | EA | ELEC/INS | SOURCE, SOURCE, FBM242, CHANNEL, ISOLATED, EXTERNAL, RH916TA
0100006362 | ACTIVE | 33333333 | 03021813 | 2 | EA | ELEC/INS | MODULE,DISCRETE I/0 32,8 IN 8 OUT,CHANNELS,SCHEINDER ELECTRIC,RH927AG
0100006360 | ACTIVE | 03021813 | 03021813 | 2 | EA | ELEC/INS | ASSEMBLY, COMPRESSION TERM, POLYAMIDE, FBM237, NON-ASB, SCHNEIDER ELECTRIC, RH916YE, WU:ALL UNITS DCS SYS
0100006358 | ACTIVE | 03021813 | 03021813 | 2 | EA | ELEC/INS | RELAY, COMPRESSION TA FBM241C, CSENSE IN+, SCHEINDER ELECTRIC, RH916AW,
0100006366 | ACTIVE | 03021814 | 03021814 | 2 | EA | MECH | ASSEMBLY, COMP STYLE, 16 DC, 120VAC, NON-ASB, SCHNEIDER ELECTRIC, RH926BE, WU: ALL UNITS DCS SYS
0100006363 | ACTIVE | 03021814 | 03021814 | 2 | EA | ELEC/INS | ASSEMBLY, TERMINATION, FBM239, 16 DC, STANDARD, NON-ASB, SCHNEIDER ELECTRIC, RH924VM, WU: ALL UNITS DCS SYS
0100006365 | ACTIVE | 03021814 | 03021814 | 2 | EA | ELEC/INS | ASSEMBLY, COMPRESSION TERM, 2A, 60V, FBM242, NON-ASB, SCHEINDER ELECTRIC, RH916JY, WU: ALL UNITS DCS SYS
5307150853 | ACTIVE | 99999999 | 03021816 | 8 | EA | MECH | STUD, B7 GR, 1-1/4"DIA, 7"L, ( W/2-NUTS),ALLOY STL A193, ANSI/ASTM, ANY MFG, BY DESCRP
5310157028 | ACTIVE | 03021816 | 03021816 | 115 | EA | MECH | NUT, HEX, 1-1/4", GR 2H, A193 STL, 8 TPI, ASTM, ANY MFG,BY DESCRP
5340187888 | ACTIVE | 03021817 | 03021817 | 2 | EA | MECH | CASTER, WHEEL, SWIVEL, 8", PLAST, 1400 LB CAPY, 2"WD, JARVIS & JARVIS DIV. OF, 8-85222
5330189621 | ACTIVE | 03021818 | 03021818 | 10 | LB | MECH | PACKING, BULK, 1/4", NON-ASB, 125 FT, CRANE 287I, ANCHOR PACKING, BY DESCRP
5330179580 | ACTIVE | 03021818 | 03021818 | 2 | LB | MECH | PACKING , BULK, BRAIDED, SQUARE, 1/4", TEFLON (FOR VLV & CHEM), -100 TO 600 DEG F, NON-ASB, CHESTERTON 1724, ANCHOR PACKING CO, BY DESCRP
5330183772 | ACTIVE | 03021818 | 03021818 | 10 | LB | MECH | PACKING, BULK, 1/8", CRANE 810, 455 FT, 5# BX, NON-ASB, ANCHOR PACKING, BY DESCRP
6145003171 | ACTIVE | 03021823 | 03021823 | 1037 | FT | ELEC/INS | CABLE, INSULATED, BELDFOIL SHLD PR OVERALL, #24 AWG, CU, 7/32 STR, 300 V, S-R-PVC INSUL, BLK/GREEN, 80 DEG C, BELDEN, 9503
8430000060 | ACTIVE | 03021824 | 03021824 | 2 | PR | SAFETY | BOOTS, SAFETY, MENS 11, STL TOE, BATA IND. BOOT, 89682-11
5330224857 | ACTIVE | 03021901 | 03021901 | 2 | EA | MECH | SEAL, FLANGE ASSY, BORG WARNER, 286955-DB;WU:REBUILDING MECHANICAL SEAL U-2250-5H1A, B-W PUMP 1200VLT, U-3&4
5330224881 | ACTIVE | 03021901 | 03021901 | 1 | EA | MECH | COLLAR, DRV, 316 STNLESS STL, BORG WARNER, DB
4320079033 | ACTIVE | 03021901 | 03021901 | 1 | EA | MECH | SLEEVE,SHAFT,PUMP,PNM MACHINE SHOP,SJS-M422, BORG WARNER MECHANICAL SE, H2 S1
5330224865 | ACTIVE | 03021901 | 03021901 | 1 | EA | MECH | BUSHING, DRAWING 751135, REF. S-24, MICARTA, BORG WARNER, GM, WU: MECHANICAL SEAL
5330224899 | ACTIVE | 03021901 | 03021901 | 2 | EA | MECH | SCREW, SET, STNLESS STL, SPC PT WU: BORG WARNER PMP
5330224840 | ACTIVE | 33333333 | 03021901 | 2 | EA | MECH | O-RING, NITRILE, BORG WARNER, 568253GS
5330217257 | ACTIVE | 03021903 | 03021903 | 2 | EA | MECH | O-RING, CONTROL COMPONENTS, INC., 255520235
5330217273 | ACTIVE | 03021903 | 03021903 | 1 | EA | MECH | O-RING, CONTROL COMPONENTS, INC., 255520232
5330217299 | ACTIVE | 03021903 | 03021903 | 1 | EA | MECH | O-RING, CONTROL COMPONENTS, INC., 255520327
5330217315 | ACTIVE | 03021903 | 03021903 | 1 | EA | MECH | O-RING, CONTROL COMPONENTS, 2555-20-235, WU:CCI 113 SQ IN VLV ACTUATOR, S/N 20146-2, AUX STEAM&FEEDH2O, U-3&4
5330213652 | ACTIVE | 03021905 | 03021905 | 2 | EA | MECH | SEAL, MECHANICAL, PUMP, ALLIS CHALMERS, DURAMETALLIC CORP, 6-400-0, 89465, WU:CSO PROCESS PUMP MDL F-4, 8-1/2" IMPELLER PUMP, 920 MTL,
4810133530 | ACTIVE | 03021905 | 03021905 | 2 | EA | MECH | SPACER,VALVE,109601,CONTROL COMPONENTS,320477149
4320082995 | ACTIVE | 03021905 | 03021905 | 1 | EA | MECH | DEFLECTOR, OIL, OUTBD, ALLIS CHALMERS CORP., 52-108-475-002, WU:A-C MDL F6F2-316, S/N 771-23238-3-1, SIZE18X18X23, IMP. DIA. 17.25
4330078355 | ACTIVE | 03021905 | 03021905 | 1 | EA | MECH | DEFLECTOR, OIL, PUMP END, INBD, ALLIS CHALMERS, 52-108-475-015, WU:A-C MDL F6F2-316, S/N 771-23238-3-1, SIZE18X18X23, IMP.DIA. 17.25
6680342844 | ACTIVE | 33333333 | 03021908 | 1 | EA | ELEC/INS | METER,1",1-10 GPM,1305FL16CJ2DA,150 PSI/200 DEG F,316 SS,BROOKS INSTR,NPT,PURGE/SHO-RATE
0100003063 | ACTIVE | 33333333 | 03021908 | 1 | EA | ELEC/INS | CONTROLLER, PNEUMATIC, FLOW (PARKER), DIAMOND POWER, 6346915, WU: ALL UNITS BAGHOUSE OUTLET DAMPER
4030000535 | ACTIVE | 03021911 | 03021911 | 2000 | EA | MECH | HOOK, J/INSUL, 6", 10 GA THK, ANY MFG, BY DESCRP
4310075280 | ACTIVE | 03021912 | 03021912 | 1 | EA | MECH | PUMP, VACUUM, TRANSDUCER, AIR VAC ENGINEERING, MODEL UV143H
5330210690 | ACTIVE | 03021913 | 03021913 | 2 | EA | MECH | GLAND, PACKING, BRG, 8"-10"-12" DIA., BRASS, NON-ASB, UCC, 43069, WU:UCC 8"-10"-12" HYDRAULIC CYL TYPE 2-4301-14, U-1,2,3 4
5330183632 | ACTIVE | 03021913 | 03021913 | 7 | EA | MECH | CUP, CYLINDER, 10", UCC, 43023
5330196485 | ACTIVE | 33333333 | 03021913 | 3 | EA | MECH | GASKET, DOOR, SQUARE 12"ID X 16"OD X 1/8"THK, GUM RUBBER, NON-ASBESTOS, THE ANCHOR PACKING CO, BY DESCRP
5330214155 | ACTIVE | 33333333 | 03021915 | 4 | EA | MECH | RING, KEEPER, GENERAL ELECTRIC CO., 208B8908P0101, WU: GE TURBINES U-1,3,4
4930000221 | ACTIVE | 03021915 | 03021915 | 3 | EA | MECH | CAN, OILER FLEX SPOUT, 1 PT, DUTTON-LATNSON CO, 120
6630325626 | ACTIVE | 03021916 | 03021916 | 2 | EA | MECH | O-RING, 259, 6-1/4"ID X 1/8", VITON, WALLACE & TIERNAN DIV., PXA-52565
3915000230 | ACTIVE | 03021917 | 03021917 | 4 | EA | MECH | WELDMENT, INLET/RIGHT HAND, STOCK EQUIP, V382477.B01, WU:STOCK GRAVIMETRIC FEEDER MDL 4766-28
0100005543 | ACTIVE | 03021918 | 03021918 | 2 | EA | MECH | COVER, BEARING, ASSEMBLY, NON-ASB, STOCK EQUIPMENT COMPANY, V390676.B01
3110062027 | ACTIVE | 33333333 | 03021918 | 1 | EA | MECH | COVER, BEARING, STOCK EQUIPMENT CO., V382434.B01
3915000248 | ACTIVE | 03021918 | 03021918 | 5 | EA | MECH | WELDMENT, INLET/LEFT HAND, STOCK EQUIP, V382477.B02, WU: STOCK GRAVIMETRIC FEEDER MDL 4766-28; MAIN FUEL STOCKFEEDER, U-1&4
5330221838 | ACTIVE | 03022001 | 03022001 | 1 | ST | MECH | O-RING, KIT, (13) O-RINGS, BYRON JACKSON, 1003399
5365217248 | ACTIVE | 03022001 | 03022001 | 1 | ST | MECH | RING, RETAINING, SPIROLOK, (10/SET), BYRON JACKSON, 1004081
5315156926 | ACTIVE | 03022001 | 03022001 | 1 | EA | MECH | KEY, COUPLING, 1-1/4"W, 5-9/16"L, 1-1/4"THK, BYRON JACKSON, 643280-AB
4320083431 | ACTIVE | 03022001 | 03022001 | 1 | EA | MECH | KEY, GIB, BYRON JACKSON, 643475CK
4320089800 | ACTIVE | 03022001 | 03022001 | 5 | EA | MECH | KEY, SQ, 3/4"W, 5-1/2"L, 3/4"THK, 416SS, PNM MACHINE SHOP, SJS-M404, WU:JOHNSON HOTWELL PUMP, U-3&4
5330221846 | ACTIVE | 03022001 | 03022001 | 1 | EA | MECH | O-RING, BARREL GASKET, 25" OD X .313 THK, BYRON JACKSON, 1003421, WU: BJ PUMP, U-4
4730110071 | ACTIVE | 03022002 | 03022002 | 2 | EA | MECH | TEE, PIPE, GALV STL, THDED, 1-1/2" RUN X 3/4" BRANCH, SCH 40, ANY MFG, BY DESCRP
4730118108 | ACTIVE | 03022002 | 03022002 | 4 | EA | MECH | TEE, PIPE, GALV STL, THDED, 1-1/4" RUN X 3/4" BRANCH, SCH 40, ANY MFG, BY DESCRP
4730114941 | ACTIVE | 03022002 | 03022002 | 2 | EA | MECH | TEE, PIPE,GALV STL,THDED,1-1/2" RUN X 1" BRANCH, SCH 40, ANY MFG,BY DESCRP
4730103209 | ACTIVE | 03022002 | 03022002 | 14 | EA | MECH | TEE, PIPE, GALV STL,THDED, 1-1/4" RUN X 1", SCH 40, ANY MFG, BY DESCRP
5330171710 | ACTIVE | 33333333 | 03022003 | 4 | EA | MECH | O-RING, 325, 1-1/2"ID X 3/16", VITON ONLY NO SUB, LIMITORQUE VALVE CONTROLS,15-20
5330176875 | ACTIVE | 03022003 | 03022003 | 5 | EA | MECH | O-RING, 427, 4-3/4" ID X 1/4", BUNA-N, NATIONAL OIL SEAL, 427
5365216190 | ACTIVE | 03022004 | 03022004 | 1 | EA | MECH | RING, RETAINING, GSKT, INGERSOLL-RAND COMPANY, 09N40077
5365210185 | ACTIVE | 03022004 | 03022004 | 2 | EA | MECH | RING, OIL, WESTINGHOUSE ELECTRIC, 499D147G012
5330205419 | ACTIVE | 03022006 | 03022006 | 10 | EA | MECH | O-RING, 128, 1-1/2"ID X 3/32", BUNA-N, NATIONAL OIL SEAL,128
5330186395 | ACTIVE | 33333333 | 03022008 | 3 | EA | MECH | GASKET, SPIRAL WOUND, TOP, 151 PSI, NON-ASBESTOS, FOUR STATES GASKET, BY DESCRP
5330195107 | ACTIVE | 33333333 | 03022008 | 2 | EA | MECH | GASKET,TOP, FLEXITALLIC, 223 PSI, NON-ASBESTOS, FOUR STATES GASKET, BY DESCRP
5330176966 | ACTIVE | 33333333 | 03022008 | 4 | EA | MECH | WASHER, SEALING, 6-7/16" OD, 1-9/16", 1/8"THK, NEOPRENE, SCHUTTE & KOERTING, 75-G0181V-0050
5330185702 | ACTIVE | 33333333 | 03022008 | 6 | EA | MECH | WASHER, SEALING, 4-15/16" OD, 1/8"THK, SCHUTTE & KOERTING CO. 75G0181V0020
5330193706 | ACTIVE | 33333333 | 03022008 | 10 | EA | MECH | GASKET, SIDE, SPIRAL WOUND, 27 PSI, NON-ASBESTOS, KETEMA INC, 13-20",
5330192997 | ACTIVE | 33333333 | 03022008 | 4 | EA | MECH | GASKET, AIR CYLINDER, 6-1/2"ID X 8-1/4"OD, NON-ASBESTOS, ANY MFG, BY DESCRP
5330180380 | ACTIVE | 33333333 | 03022008 | 3 | EA | MECH | GASKET, CYLINDER/AIR, 5"ID X 6-1/2"OD, NON-ASBESTOS, SCHUTTE & KOERTING CO, 74S-0397V-0010
4810128787 | ACTIVE | 03022010 | 03022010 | 2 | EA | ELEC/INS | VALVE, SOLENOID, PILOT, 1", SS BODY, FNPT, 100-150 PSI, 115 V, 1" ORIFICE, 60 HZ, NON-ASB, ATKOMATIC VALVE CO, MODEL 8400
0100006419 | ACTIVE | 33333333 | 03022013 | 1 | EA | MECH | BEARING, THRUST 8" JHJ WITH COLLAR, HYDROTEX DYNAMICS INC, 2306971, WU:U3&4 BFP
4820121350 | ACTIVE | 03022015 | 03022015 | 3 | EA | MECH | VALVE, RISING STEM, 1", FS BODY, THD, 800 LB-850 DEG F, CR13 TRIM, NON-ASB, ANSI, HENRY VOGT MACHINE CO., 12111
6240316460 | ACTIVE | 33333333 | 03022020 | 16 | EA | ELEC/INS | LAMP, FLUORESCENT, 20 W, 24", MED BIPIN, T-12, COOL WH, 1240 LM, 9000 HR, GE, F20T12/CW
4320086434 | ACTIVE | 03022022 | 03022022 | 1 | EA | MECH | IMPELLER, PUMP, BYRON JACKSON, 6021564, WU: 7 HTR DRAIN PMP U-4, BJ STAGE 11, TYPE VLT, SERIAL 751C0-013, SIZE 1200, 800 HD, GPM 1200, RPM 1770
4320086442 | ACTIVE | 03022022 | 03022022 | 1 | EA | MECH | IMPELLER, FIRST STAGE, BYRON JACKSON, 8002420, WU: BJ 7 HEATER DRAIN PUMP, U-4
4710100316 | ACTIVE | 03022023 | 03022023 | 114 | FT | MECH | TUBING, NYLON, 3/8", PARKER-HANNIFIN HOSE PROD, NB-6-050
4710098767 | ACTIVE | 03022023 | 03022023 | 250 | FT | MECH | TUBING, 1/4", 250'L ONLY, NYL, BLACK, 625# PRS RTG, TEMP -60 TO 225 F, BLK, ANCHOR PACKING, BY DESCRP
4820128082 | ACTIVE | 03022024 | 03022024 | 2 | EA | MECH | VALVE, DRAIN/MTRIZED, NON-ASB, VAN AIR SYSTEMS INC., MDV-400 39-2411111
5330189027 | ACTIVE | 03022101 | 03022101 | 2 | EA | MECH | O-RING, 277, 11-1/2"ID X 1/8", VITON, B&W, 4620443
5330223594 | ACTIVE | 03022101 | 03022101 | 2 | EA | MECH | O-RING, 249, 4-7/8"ID X 1/8, VITON, ALLIS CHALMERS CORP., 52-118-636-010
5330170977 | ACTIVE | 03022101 | 03022101 | 2 | EA | MECH | O-RING, 231, 2-5/8"ID X 1/8, VITON, GENERAL ELECTRIC COMPANY, U473X000BS231
5330177097 | ACTIVE | 99999999 | 03022101 | 23 | EA | MECH | O-RING, 141, 2-5/16"ID X 3/32", BUNA-N, GENERAL ELECTRIC CO., U472X000BS932
5330208496 | ACTIVE | 03022101 | 03022101 | 6 | EA | MECH | O-RING, 226, 2"ID X 1/8", VITON, GE, 9443136AA4
5330173724 | ACTIVE | 99999999 | 03022101 | 5 | EA | MECH | O-RING, 135, 2-1/8"ID X 3/32", BUNA-N, CHICAGO RAWHIDE MFG., 138
5330211920 | ACTIVE | 03022101 | 03022101 | 1 | EA | MECH | O-RING, 232, 2-3/4"ID X 1/8", VITON, GE, U473X00BS232
5330182915 | ACTIVE | 03022101 | 03022101 | 3 | EA | MECH | O-RING, 246, 4-1/2"ID, 1/8, BUNA-N, ALLIS CHALMERS, CP-751-531-924
5330173898 | ACTIVE | 03022101 | 03022101 | 10 | EA | MECH | O-RING, 219, 1-5/16"ID X 1/8", BUNA-N, CHICAGO RAWHIDE MFG., BY DESCRP
4730105568 | ACTIVE | 33333333 | 03022102 | 2 | EA | MECH | STRAINER, "Y", 1", SS CF8M, 150 LB, THDED, WORKING PRESS: 845PSI@750F, LIQUID 1440PSI@100, ANY MFG, BY DESCRP
4730116649 | ACTIVE | 03022102 | 03022102 | 2 | EA | MECH | STRAINER, Y, 3/4", CAST STL, FNPT, MUELLER STEAM SPECIALITIES, 861
4730108968 | ACTIVE | 03022102 | 03022102 | 1 | EA | MECH | STRAINER, Y, 3/4", BRONZE, 250 PSI, THDED, ANY MFG, BY DESCRP, DUP OF 4730116110
4730111681 | ACTIVE | 03022102 | 03022102 | 1 | EA | MECH | STRAINER, Y, 1/2", CI, 250 LB, THDED, MUELLER STEAM SPECIALITIE, #11
0000000776 | ACTIVE | 03022103 | 03022103 | 3 | EA | MECH | O-RING, PUMP, 1/4 X 110-7/8, GEORGIA IRON WORKS, 624-7717P-02-04RUP, PUMP, LIMESTONE, W/U=AR PUMPS
0000000775 | ACTIVE | 03022103 | 03022103 | 6 | EA | MECH | O-RING, PUMP, 1/4" X 99-7/8", GEORGIA IRON WORKS, 624-7717P-01-04RUP, PUMP, LIMESTONE, W/U=AR PUMPS
5330195743 | ACTIVE | 33333333 | 03022103 | 8 | EA | MECH | O-RING, 1-3/4"ID X 1/8", BUNA-N, ANCHOR PACKING, BY DESCRP
5305147265 | ACTIVE | 03022104 | 03022104 | 111 | EA | MECH | SCREW, MACHINE, #4-40 X 1-1/2", RND/SLOTTED, BRS
5305143421 | ACTIVE | 03022104 | 03022104 | 158 | EA | MECH | SCREW, MACHINE, #4-40 X 3/4", RND/SLOTTED, BRS
5310155568 | ACTIVE | 03022104 | 03022104 | 100 | EA | MECH | NUT, HEX, #4, BRASS, 40 TPI, ANY MFG, BY DESCRP
5310155451 | ACTIVE | 99999999 | 03022104 | 200 | EA | MECH | WASHER, FLAT, #4, BRASS, ANY MFG, BY DESCRP
5310155873 | ACTIVE | 99999999 | 03022104 | 235 | EA | MECH | WASHER, LOCK, #4, BRASS
5305149626 | ACTIVE | 99999999 | 03022105 | 40 | EA | MECH | SCREW, MACHINE, #5-40 X 1-1/2", RND/SLOTTED, BRS
5305150400 | ACTIVE | 99999999 | 03022105 | 200 | EA | MECH | SCREW, MACHINE, #5-40 X 1", RND/SLOTTED, BRS
5305149634 | ACTIVE | 99999999 | 03022105 | 292 | EA | MECH | SCREW, MACHINE, #5-40 X 1/2", RND/SLOTTED, BRS
5310156095 | ACTIVE | 99999999 | 03022105 | 200 | EA | MECH | WASHER, LOCK, #5, BRASS
5305144403 | ACTIVE | 99999999 | 03022107 | 14 | EA | MECH | SCREW, CAP, 3/4" X 12", HEX, ZINC PLTD CS, 10 TPI, GRD 5
2825004647 | ACTIVE | 99999999 | 03022108 | 2 | EA | MECH | TEETH, SEAL, GENERAL ELECTRIC, U316D014T0003, WU:GE TURBINE 170X763/764, SEQ 62F, BEARING TILTINGPAD, TERM 1, U-3&4
4310073830 | ACTIVE | 03022109 | 03022109 | 4 | EA | MECH | HOLDER, 4 HOLES, CHICAGO PNEUMATIC, 4-01-30045, WU:CHICAGO PNEUMATIC SOOT BLOWER AIR COMPR MDL W-6834, S/N87114, 5, 6
5999287146 | ACTIVE | 03022115 | 03022115 | 80 | EA | MECH | WIPER, SKIRTBOARD, TRAC-MOUNT, MARTIN ENG, 25553
4730134493 | ACTIVE | 03022117 | 03022117 | 4 | EA | MECH | CLAMP,PIPE, LOCK TYPE,10",NUVALOY,125 LB,BLTED, 12 BOLT HOLE PATTERN,UCC,1701-2255,WU FLYASH CONVEYING LINE
4730120773 | ACTIVE | 03022122 | 03022122 | 10 | EA | MECH | JOINT, EXPANSION, AIR SEAL, 3", 19" L, NYL/NEOPRENE, RESEARCH COTTRELL, INC., 103384-B11
6210002603 | ACTIVE | 03022124 | 03022124 | 1 | EA | ELEC/INS | LAMP, INCANDESCENT, SEALED BEAM, 110-120 V, 0.08 A, PAR-36, RED, TRI-LITE INC., RF-110
4710102023 | ACTIVE | 03022201 | 03022201 | 6 | EA | MECH | PIPE, OEM, ALIMAK ELEVATOR, 9001-578, WU:LINDEN ALIMAK MINI SCANDO STACK ELEVATORS
5320000093 | ACTIVE | 99999999 | 03022201 | 16 | EA | MECH | RIVET, BLIND, ALIMAK ELEVATOR COMPANY I, 3000-833-542
4820122168 | ACTIVE | 03022202 | 03022202 | 1 | EA | MECH | VALVE, NON-ASB, OEM, GENERAL ELECTRIC CO., B700B08B19D-6-C05
5935235332 | ACTIVE | 03022203 | 03022203 | 2 | EA | ELEC/INS | PLUG, STRAIGHT, CADMIUM PLATE FINISH, SOCKET CONTACTS-3 PINS,3 PIN/SOL SHL, AMPHENOL NORTH AMERICAN D, MS3106A10SL-3S, FITTING THREADS 5/8-24
5935235704 | ACTIVE | 33333333 | 03022203 | 10 | EA | ELEC/INS | CLAMP,CABLE,12S SHELL SIZE,AMPHENOL NORTH AMERICAN,AN3057-4,WU:CONNECTOR, TURBINE VIBRATOR PROBES, U-1; IGNITOR ELECTRODES, U-3&4
5935235324 | ACTIVE | 03022203 | 03022203 | 10 | EA | ELEC/INS | PLUG, STRT, SOCKET CONTACTS, 2 PIN/SOL SHL, AMPHENOL NORTH AMERICAN, MS3106A10SL-4S
5935235449 | ACTIVE | 03022203 | 03022203 | 16 | EA | ELEC/INS | RECEPTACLE, BOX MNTING, 0.625"DIA X 1"W X 1.004"L, CAST AL, 4 PIN, AMPHENOL NORTH AMERICAN, MS3102A10SL-4P
5310155337 | ACTIVE | 03022206 | 03022206 | 1 | EA | MECH | NUT, PSTN, 1-3/8", GR 4340 , CS, CHICAGO PNEUMATIC, 4-464245, WU:SOOTBLOWER COMPRESSOR, S/N 87114, SIZE 7-3/4" X 13 TB
5330195206 | ACTIVE | 03022206 | 03022206 | 6 | EA | MECH | RING, PACKING, NON-ASB, SET 2" ROD, GRADE 5, THE PUMP PART SOURCE, 9PS3240, WU:CHICAGO PNEUMATIC AIR COMPRESSOR, SOOT BLOWER
5330191338 | ACTIVE | 03022206 | 03022206 | 4 | EA | MECH | RING, PACKING, ROD, NON-ASB, 2", DOVER CORP/C LEE COOK, 9-PS3397 BAKALITE, WU:CHICAGO PNEUMATIC AIR COMPRESSER, SOOT BLOWER
5330185207 | ACTIVE | 03022206 | 03022206 | 3 | ST | MECH | PACKING, PREFORMED, FALSE HEAD, 2"ID, (2BX/SET), CAST IRON, NON-ASB, NEAC COMPRESSOR, 9PS4338
5360203243 | ACTIVE | 03022206 | 03022206 | 12 | EA | MECH | SPRING, AIR, LIFTER, CHICAGO PNEUMATIC, 3-21002
4810115529 | ACTIVE | 03022206 | 03022206 | 22 | EA | MECH | SEAT,AIR COMPR,1/4"ID,3/4"OD,CHICAGO PNEUMATIC TOOL CO,2-19275
5330183145 | ACTIVE | 03022206 | 03022206 | 12 | EA | MECH | GASKET, PACKING CASE COVER, 4", ALUMINUM, NON-ASBESTOS, CHICAGO PNEUMATIC TOOL CO., A4-21007, WU 001 CHICAGO PNEUMATIC SOOT BLOWER COMPRESSOR
5330194399 | ACTIVE | 03022206 | 03022206 | 13 | EA | MECH | GASKET, RING, ROUND, 1010 ANNEALED STL, NON-ASBESTOS, CHICAGO PNEUMATIC TOOL CO, 1-20122
5330188938 | ACTIVE | 03022206 | 03022206 | 10 | EA | MECH | O-RING, CHICAGO PNEUMATIC, 011-P5-2988
5330178103 | ACTIVE | 03022210 | 03022210 | 12 | EA | MECH | GASKET, HIGH TEMP, 10-1/2"ID X 13-1/4"OD, RED RUBBER W/METAL RIM, NON ASBESTOS, UNITED CONVEYOR CORP, 1720-19
4810120826 | ACTIVE | 03022212 | 03022212 | 6 | EA | ELEC/INS | VALVE, SOLENOID, 4-WAY, 3/8", AL, MNFLD, 140 PSI, 120 V, 12 W, SNGLE COIL, 60 HZ, NON-ASB, BELLOWS INTRNATNL, L675-39-10253, WU:SPD KNG VLV, BOTT
4810125775 | ACTIVE | 33333333 | 03022212 | 1 | EA | ELEC/INS | PILOT, SCHRADER-BELLOWS, K175-903-553, VALVE, W/OVER RIDE, 120 VOLTS AC.
4810120800 | ACTIVE | 03022212 | 03022212 | 6 | EA | MECH | BASE, MOUNTING, 1/2", VALVE, BELLOWS INTL, K022-091
4820121889 | ACTIVE | 03022212 | 03022212 | 6 | EA | MECH | VALVE, RELIEF, 1/4", QUICK EXHAUST, NON-ASB, SCHRADER-BELLOWS DIV., 033409001, WU:FLY ASH SYS, NUVA-FEEDER, U-3&4
6105287848 | ACTIVE | 03022218 | 03022218 | 1 | EA | ELEC/INS | MOTOR, ELECTRIC, TEFC, PREM EFFICIENT, 0.50 HP, 1750 RPM, 56C FR, 208-230/460 V, 3PH, BALDOR, VEM3538, WU: PLANT WIDE
4820124412 | ACTIVE | 03022221 | 03022221 | 1 | EA | MECH | VALVE, GATE, 2", 316SS BODY, FLGD, 150# CWP, NON-ASB, LADISH CO, 8275
4730125871 | ACTIVE | 03022301 | 03022301 | 2 | EA | MECH | COUPLING, DRIVE, COMPLETE W/SPIDER & (1) 1-1/8" HUB, (1) 1" HUB, LOVEJOY, L-100, WU: BABCOCK & WILCOX, MPS-89 PULVERIZER, U-3&4
3040057071 | ACTIVE | 03022301 | 03022301 | 1 | EA | MECH | COUPLING, FLEX, CS, 1/2" X 1/2", BEEMER PRECISION, 5803, WU: TRAVEL MOTOR FOR SLY FILTER BAGHOUSE
4730131309 | ACTIVE | 33333333 | 03022301 | 3 | EA | MECH | COUPLING, DRIVE, HALF SHFT/FLEX, CS, 7/8" BORE, 5/8" BORE, LOVEJOY, L-090, WU:CENTRATE SUMP MIXER, SO2 WHSE
4730133479 | ACTIVE | 03022301 | 03022301 | 2 | EA | MECH | INSERT, COUPLING, SPIDER, L100, LOVEJOY, L099100 SOX, WU:REPAIR OF LOVEJOY COUPLINGS ON WMS EQUIP
4730131846 | ACTIVE | 03022301 | 03022301 | 3 | EA | MECH | COUPLING, COMPLETE ASSEMBLY, CS/RUBR, WITH RUBBER SPIDERS, BLANK, (2) L075*14*NOKW, (1) L075 SOX, LOVEJOY, L-075
3010049165 | ACTIVE | 03022301 | 03022301 | 15 | EA | MECH | COUPLING, DRIVE, FLEX, CS, (1) L050 X 1/2, (1) L050 X 5/8*NOKW, (1) L050 SOX, LOVEJOY INC, L050, WU: AURORA PUMP MODEL B4-BF-C73
3010049041 | ACTIVE | 03022301 | 03022301 | 3 | EA | MECH | COUPLING, DRIVE, FLEX, AL/RUBR, 7/8", (2)EA L095X7/8, (1)EA L090095SOX, LOVEJOY, LO-95, WU: HAGAN WESTNGHS EMA DRIVE MOTOR GEARBOX
4730133453 | ACTIVE | 03022301 | 03022301 | 6 | EA | MECH | INSERT, COUPLING, SPIDER, L090/095, LOVEJOY, INC, L090/095-SOX, WU: REPAIR OF LOVE-JOY COUPLINGS ON WMS EQUIP
4730131853 | ACTIVE | 03022301 | 03022301 | 2 | EA | MECH | INSERT, COUPLING, SPIDER, L-075, NEOPRENE, LOVEJOY, L-075 SOX, WU:LOVEJOY COUPLING ASSEMBLY, L-075
5305148156 | ACTIVE | 03022303 | 03022303 | 153 | EA | MECH | SCREW, MACHINE, #8-32 X 3", RND/SLOTTED, BRS
5305147141 | ACTIVE | 03022303 | 03022303 | 155 | EA | MECH | SCREW, MACHINE, #8-32 X 2", RND/SLOTTED, BRS
5305146622 | ACTIVE | 03022303 | 03022303 | 100 | EA | MECH | SCREW, MACHINE, #8-32 X 1-1/2", RND/SLOTTED, BRS
5305148271 | ACTIVE | 03022303 | 03022303 | 380 | EA | MECH | SCREW, MACHINE, #8-32 X 1/2", RND/SLOTTED, BRS
5305148537 | ACTIVE | 03022303 | 03022303 | 185 | EA | MECH | SCREW, MACHINE, #8-32 X 1", RND/SLOTTED, BRS
5305147356 | ACTIVE | 03022303 | 03022303 | 150 | EA | MECH | SCREW, MACHINE, #8-32 X 3/4", RND/SLOTTED, BRS
5310154579 | ACTIVE | 03022303 | 03022303 | 100 | EA | MECH | NUT, HEX, #8, BRASS, 32 TPI, ANY MFG, BY DESCRP
5310153936 | ACTIVE | 03022303 | 03022303 | 100 | EA | MECH | WASHER, FLAT, #8, BRASS, ANY MFG, BY DESCRP
5310155469 | ACTIVE | 03022303 | 03022303 | 1043 | EA | MECH | WASHER, LOCK, #8, BRASS
4320083985 | ACTIVE | 03022305 | 03022305 | 1 | EA | MECH | HUB, TAPER LOCK, 2-3/16", DODGE/RELIANCE ELEC, E X 2-3/16, WU:ASH WATER SLUDGE PUMPS
5310156756 | ACTIVE | 03022308 | 03022308 | 121 | EA | MECH | NUT, HEX,5/8", BRASS, 11 TPI, ANY MFG, BY DESCRP
5310149561 | ACTIVE | 03022308 | 03022308 | 820 | EA | MECH | NUT, HEX, 1/2", BRASS, 13 TPI, ANY MFG, BY DESCRP
5305145301 | ACTIVE | 33333333 | 03022308 | 50 | EA | MECH | SCREW, MACHINE, 1/4" X 1-1/2", RND/SLOTTED, BRS, 20 TPI
5305147406 | ACTIVE | 03022308 | 03022308 | 50 | EA | MECH | SCREW, MACHINE, 1/4" X 1/2", RND/SLOTTED, BRS, 20 TPI
5305146986 | ACTIVE | 03022308 | 03022308 | 102 | EA | MECH | SCREW, MACHINE, 1/4" X 3/4", RND/SLOTTED, BRS, 20 TPI
5310162739 | ACTIVE | 03022308 | 03022308 | 90 | EA | MECH | NUT, HEX, 3/8", BRASS, 16 TPI, ANY MFG, BY DESCRP
5310154702 | ACTIVE | 99999999 | 03022308 | 122 | EA | MECH | NUT, HEX, 5/16", BRASS, 18 TPI, ANY MFG, BY DESCRP
5310153357 | ACTIVE | 99999999 | 03022308 | 221 | EA | MECH | NUT, HEX, 1/4", BRASS, 20 TPI, ANY MFG, BY DESCRP
4720000274 | ACTIVE | 03022311 | 03022311 | 100 | FT | MECH | TUBING, PVC, 3/16"ID, 5/16"OD, 1/16"WT, 50'L, VWR 63013-379
4720000480 | ACTIVE | 03022311 | 03022311 | 100 | FT | MECH | TUBING, FLEX, TYGON, 1/8"ID, 1/4"OD, 50' L/PK, 1/16"WT, VWR 89403-854
4720000126 | ACTIVE | 03022311 | 03022311 | 150 | FT | MECH | TUBING, FLEX, TYGON, 1/4"ID, 3/8"OD, 50'L, 1/16"WT, VWR INTNTL INC, 89068-502
0100000859 | ACTIVE | 33333333 | 03022315 | 4 | EA | MECH | FILTER, 70 MICRON, TRICONEX, 9003-0003, WU: U3&4 BFPT TRICONEX HSC3 SERVO ACTUATOR
5010003241 | ACTIVE | 03022315 | 03022315 | 1 | EA | MECH | HOUSING, CRTG/H2O, (CARTRIDGE 5010004371), PARKER HANNIFIN, LT-10, WU:SODIUM ANALYZER H2O PURIFICATION, DEMNRALZR 1&1, UNIT 4
5945243953 | ACTIVE | 03022317 | 03022317 | 2 | EA | ELEC/INS | RELAY, BLCK, ABB POWER, 5662D74G08
3030053551 | ACTIVE | 03022323 | 03022323 | 2 | MS | MECH | BELT, DRIVE, V/WDG, (8EA/MS) 0.625"W, 0.531"THK, 95.000"OD, BROWNING MFG.DIV., EMERSO, 5V950
5975268383 | ACTIVE | 03022401 | 03022401 | 4 | EA | ELEC/INS | BUSHING, CONDUIT, INSUL, AL, 2" FPT, THOMAS & BETTS COMPANY, 1227AL
5975268391 | ACTIVE | 33333333 | 03022401 | 1 | EA | ELEC/INS | BUSHING, CONDUIT, INSUL, AL, 1" FPT, THOMAS & BETTS COMPANY, 1224AL
5975268409 | ACTIVE | 03022401 | 03022401 | 4 | EA | ELEC/INS | BUSHING, CONDUIT, NON-INSULATED, AL, 1-1/4" FNPT, THOMAS & BETTS COMPANY, 125AL,
5975262253 | ACTIVE | 03022401 | 03022401 | 23 | EA | ELEC/INS | BUSHING, CONDUIT, INSUL, AL, 3/4" FPT, THOMAS & BETTS COMPANY, 1223AL
5975264119 | ACTIVE | 03022401 | 03022401 | 10 | EA | ELEC/INS | BUSHING, CONDUIT, INSUL, AL, 1/2" FPT, THOMAS & BETTS COMPANY, 1222AL
5975260836 | ACTIVE | 03022401 | 03022401 | 5 | EA | ELEC/INS | BUSHING, CONDUIT, INSUL, THERMOPLASTIC, 2" FNPT, STEEL CITY DIV, BU-506
5975262808 | ACTIVE | 03022401 | 03022401 | 36 | EA | ELEC/INS | BUSHING, CONDUIT, INSUL, ZINC PLTD IR, 1/2" FNPT, STEEL CITY DIV, BU-401
5975262873 | ACTIVE | 03022401 | 03022401 | 9 | EA | ELEC/INS | BUSHING, CONDUIT, INSUL, THERMOPLASTIC, 1-1/2" FNPT, STEEL CITY DIV, BU505
5975260398 | ACTIVE | 03022401 | 03022401 | 8 | EA | ELEC/INS | BUSHING, CONDUIT, INSUL, THERMOPLASTIC, 1-1/4" FNPT, STEEL CITY DIV, BU504
5975259424 | ACTIVE | 03022401 | 03022401 | 6 | EA | ELEC/INS | BUSHING, CONDUIT, INSUL, THERMOPLASTIC, 1" FNPT, THOMAS & BETTS COMPANY, BU 503
5975260919 | ACTIVE | 03022401 | 03022401 | 3 | EA | ELEC/INS | BUSHING, CONDUIT, INSUL, THERMOPLASTIC, 3/4" FNPT, STEEL CITY DIV, BU 502
4810133399 | ACTIVE | 33333333 | 03022403 | 1 | EA | MECH | ARM, DISC, ATWOOD-MERRILL, 33547-005-3034-000
4810133225 | ACTIVE | 33333333 | 03022403 | 1 | EA | MECH | SHAFT, VALVE, 24", ATWOOD-MERRILL, 34575042S001,WU:ATWD MRL ST VALVE 24" 300LB, DRW 13729-04-D&13729-12-D, DA HTR,U3&4
4810133472 | ACTIVE | 33333333 | 03022403 | 1 | EA | MECH | SHAFT, VALVE, 20" ATWOOD-MERRILL, 34575034S001
4810133274 | ACTIVE | 33333333 | 03022403 | 1 | EA | MECH | SHAFT, VALVE, 18", ATWOOD-MERRILL, 34575-003-5341-523
4810133415 | ACTIVE | 33333333 | 03022403 | 1 | EA | MECH | SHAFT, VALVE, 12", ATWOOD-MORRILL, 34573-034-4255-000
3915000701 | ACTIVE | 03022403 | 03022403 | 1 | EA | MECH | SHAFT, BELT TAKE-UP, PNM MACH SHOP, SJS-M615, WU:STOCK EQ GALIMETRIC FEEDER MDL 4766-2A-2-D, UNIT 4
4810128597 | ACTIVE | 99999999 | 03022406 | 1 | EA | MECH | CARTRIDGE, DISCHARGE, VLV, CALGON CORP, 360-8539, WU: PROPORTIONING PMP HP-15-S-N4; AUX COOLING TOWER ACID PMP
5330192435 | ACTIVE | 03022407 | 03022407 | 1 | EA | MECH | SEAL, OIL, 1.375"ID X 2.438"OD X 0.25"W, PUMP, CHICAGO RAWHIDE, 13797
4320078712 | ACTIVE | 33333333 | 03022409 | 1 | EA | MECH | IMPELLER, PUMP, 8-3/8"DIA, BRONZE, AURORA PUMP, 443-0439-225, WU:AURORA HORIZL CENTRFL PUMP TYPE 344, S/N 9714085, SIZE 1/2X2C
3040057543 | ACTIVE | 03022409 | 03022409 | 1 | EA | MECH | SHAFT, PUMP, PNM MACHINE SHOP, SJS-M524, WU:AURORA PUMP TYPE 3441-1/2X2X9C S/N 9714085 GPM 100 HEAD FT
5330175745 | ACTIVE | 99999999 | 03022409 | 2 | EA | MECH | SEAL, MECHANICAL, PUMP, 1-3/8"ID, ANCHOR PACKING, BY DESCRP
4320082060 | ACTIVE | 03022409 | 03022409 | 1 | EA | MECH | SLEEVE,OEM,AURORA PUMP,02-756-0078-208, ITEM 25,WU:AURORA PUMP TYPE 344, HEAD FEET 300, RPM 3500, CITY WATER PUMPS
4320086491 | ACTIVE | 03022409 | 03022409 | 1 | EA | MECH | SLEEVE,OEM,316 SS,PNM MACHINE SHOP, SJS-M237,DURIRON, 177
5330213199 | ACTIVE | 03022409 | 03022409 | 2 | EA | MECH | GASKET, PUMP, NON-ASBESTOS, AURORA PUMP, 364-1015-603
4320082052 | ACTIVE | 03022409 | 03022409 | 2 | EA | MECH | SLINGER, MECHANICAL, PUMP, AURORA PUMP, 764-1021-478, WU:AURORA PUMP TYPE 344, HEAD FEET 300, RPM 3500, CITY WATER PUMPS
5330204925 | ACTIVE | 33333333 | 03022411 | 5 | EA | MECH | O-RING, 269, 8-3/4"ID X 1/8", BUNA-N, WILLIAM W. NUGENT CO., IN, 01-061-026, WU:W. NUGENT FILTER MODEL 1577-4LB-SY-BR, TURBINE EH SYM.
2990000073 | ACTIVE | 03022412 | 03022412 | 20 | EA | MECH | MUFFLER, EXHAUST, CATCHING ENGINEERING, CEC-2, ARROW MFG, ASP-2
0100000447 | ACTIVE | 33333333 | 03022413 | 2 | BX | MECH | FASTENER, GRATING, STUDS, 1" - 1-1/4", STAINLESS STEEL, HILTI, 372033, (BX=100)
0100001404 | ACTIVE | 33333333 | 03022413 | 2 | EA | TOOL | TOOL, GUIDE, GRATING FASTENER, HILTI, X-460-F8GR
0100000448 | ACTIVE | 33333333 | 03022413 | 2 | BX | MECH | SHELL, FASTENER, GRATING, RED BOOSTERS, HILTI, 50373, (BX=1000)
0100000450 | ACTIVE | 99999999 | 03022413 | 1 | EA | MECH | PISTON, FASTENER, GRATING, HILTI, 305448
4810117541 | ACTIVE | 03022416 | 03022416 | 14 | EA | MECH | SEAT,BTFLY,1/2"THK,RUBR,ALLIS CHALMERS CORP.,097017
4510000112 | ACTIVE | 03022417 | 03022417 | 3 | AS | MECH | HEAD, EYE WASH, POLISHED CHROME PLTD, HAWS DRINKING FOUNTAIN, SP-62FC
4510000096 | ACTIVE | 03022417 | 03022417 | 4 | EA | MECH | BOWL, EYE-WASH, STNLESS STL, LESS EDGE FLG, ANY MFG, BY DESCRP
4510000021 | ACTIVE | 03022417 | 03022417 | 5 | EA | MECH | HEAD, NOZZLE, SHOWER, ABS/BUNA-N, W/ RUBR CVR, HAWS DRINKING FOUNTAIN, SP11FC
4510000047 | ACTIVE | 33333333 | 03022417 | 4 | EA | MECH | STRAINER, EYEWASH, 2", SS, ANY MFG, BY DESCRP, WU:HAWS EYE STNT MDL 8301 HFC CODE 977317996.6, C-02509-S REVD
4810137135 | ACTIVE | 03022418 | 03022418 | 2 | EA | MECH | VALVE, SAFETY SHOWER, COMPLETE, SS BODY, THRD, 600#, NON-ASB, HAWS DRINKING FOUNTAIN CO, SP-260
4510000039 | ACTIVE | 03022418 | 03022418 | 1 | EA | MECH | HEAD, SHOWER, SS, HAWS DRINKING FOUNTAIN, 8127
5350000179 | ACTIVE | 03022420 | 03022420 | 7 | EA | TOOL | ABRASIVE, ROLL, 150 GRIT, CLOTH/EMERY, 2"W, ANY MFG, BY DESCRP
5350000039 | ACTIVE | 03022420 | 03022420 | 3 | EA | TOOL | ABRASIVE, ROLL, 120 GRIT, CLOTH/EMERY, 2"W, ANY MFG, BY DESCRP
4730107325 | ACTIVE | 03022421 | 03022421 | 1 | EA | MECH | COUPLING, PIPE, REDUCING, 2" X 1-1/2" NPS, SCKTWELD, 316SS SA182F316L, 3000 LB, ANY MFG, BY DESCRP
4730113414 | ACTIVE | 03022421 | 03022421 | 1 | EA | MECH | COUPLING, PIPE, REDUCING, 2" X 1" NPS, SCKTWELD, 316SS SA182F316L, 3000 LB, ANY MFG, BY DESCRP
4730117365 | ACTIVE | 99999999 | 03022421 | 5 | EA | MECH | COUPLING, REDUCING, 316SS, 1-1/2" X 3/4" SW, NPS, 3000#, SA182F316L, ANY MFG, BY DESCRP
4730114867 | ACTIVE | 03022421 | 03022421 | 4 | EA | MECH | COUPLING, PIPE, REDUCING, 3/4" X 1/2" NPS, SCKTWELD, 316SS SA182F316L, 3000 LB, ANY MFG, BY DESCRP
4730118454 | ACTIVE | 03022421 | 03022421 | 12 | EA | MECH | COUPLING, PIPE, REDUCING, 1" X 1/2" NPS, SCKTWELD, 316SS SA182F316L, 3000#, ANY MFG, BY DESCRP
4730118629 | ACTIVE | 03022421 | 03022421 | 1 | EA | MECH | COUPLING, PIPE, REDUCING, 1" X 3/4" NPS, SCKTWELD, 316SS SA182F316L, 3000 LB, ANY MFG, BY DESCRP
5133000710 | ACTIVE | 03022501 | 03022501 | 56 | EA | TOOL | BIT, DRILL, JOBBER, 13/64", 3-5/8"L, HIGH SPEED STL, STRT, DYNA SYSTEMS, 801-3-1000
5133000462 | ACTIVE | 03022501 | 03022501 | 26 | EA | TOOL | BIT, DRILL, JOBBER, 3/16", 3-1/2"L, HIGH SPEED STL, STRT, DYNA SYSTEMS, 801-3-0900
5133000876 | ACTIVE | 03022501 | 03022501 | 25 | EA | TOOL | BIT, DRILL, JOBBER, 11/64", 3-1/4"L, HIGH SPEED STL, STRT, DYNA SYSTEMS, 801-3-0800
5133000108 | ACTIVE | 33333333 | 03022501 | 7 | EA | TOOL | BIT, DRILL, JOBBER, 5/32", 3-1/8"L, HIGH SPEED STL, STRT, DYNA SYSTEMS, 801-3-0700
5133000413 | ACTIVE | 03022501 | 03022501 | 43 | EA | TOOL | BIT, DRILL, JOBBER, 1/16", 1-7/8"L, HIGH SPEED STL, STRT, DYNA SYSTEMS, 801-3-0100
5133000637 | ACTIVE | 03022501 | 03022501 | 175 | EA | TOOL | BIT, DRILL, JOBBER, 1/8", 2-3/4"L, HIGH SPEED STL, STRT, DYNA SYSTEMS, 801-3-0500
5133000215 | ACTIVE | 03022501 | 03022501 | 13 | EA | TOOL | BIT, DRILL, JOBBER, 9/64", 2-7/8"L, HIGH SPEED STL, STRT, DYNA SYSTEMS, 801-3-0600
5133000264 | ACTIVE | 03022501 | 03022501 | 24 | EA | TOOL | BIT, DRILL, JOBBER, 7/64", 2-5/8"L, HIGH SPEED STL, STRT, DYNA SYSTEMS, 801-3-0400
5133000652 | ACTIVE | 03022501 | 03022501 | 11 | EA | TOOL | BIT, DRILL, JOBBER, 5/64", 2"L, HIGH SPEED STL, STRT, DYNA SYSTEMS, 801-3-0200
5133000603 | ACTIVE | 03022501 | 03022501 | 55 | EA | TOOL | BIT, DRILL, JOBBER, 3/32", 2-1/4"L, HIGH SPEED STL, STRT, DYNA SYSTEMS, 801-3-0300
5133000736 | ACTIVE | 03022502 | 03022502 | 5 | EA | TOOL | BIT, DRILL, 11/16", 6"L, HIGH SPEED STL, 1/2"STRT, DYNA SYSTEMS, 801-2-3200
5133000686 | ACTIVE | 03022502 | 03022502 | 9 | EA | TOOL | BIT, DRILL, 17/32", 6"L, HIGH SPEED STL, 1/2"STRT, DYNA SYSTEMS, 801-2-7600
5133000579 | ACTIVE | 03022502 | 03022502 | 15 | EA | TOOL | BIT, DRILL, JOBBER, 31/64", 5-7/8"L, HIGH SPEED STL, STRT, DYNA SYSTEMS, 801-3-2800
5133000447 | ACTIVE | 03022502 | 03022502 | 19 | EA | TOOL | BIT, DRILL, JOBBER, 1/2", 6"L, HIGH SPEED STL, STRT, DYNA SYSTEMS, 801-3-2900
5133000538 | ACTIVE | 03022502 | 03022502 | 14 | EA | TOOL | BIT, DRILL, JOBBER, 15/32", 5-3/4"L, HIGH SPEED STL, STRT, DYNA SYSTEMS, 801-3-2700
5133000223 | ACTIVE | 03022502 | 03022502 | 10 | EA | TOOL | BIT, DRILL, JOBBER, 29/64", 5-5/8"L, HIGH SPEED STL, STRT, DYNA SYSTEMS, 801-3-2600
5133000595 | ACTIVE | 03022502 | 03022502 | 36 | EA | TOOL | BIT, DRILL, JOBBER, 7/16", 5-1/2"L, HIGH SPEED STL, STRT, DYNA SYSTEMS, 801-3-2500
5133000157 | ACTIVE | 03022502 | 03022502 | 4 | EA | TOOL | BIT, DRILL, JOBBER, 27/64", 5-3/8"L, HIGH SPEED STL, STRT, DYNA SYSTEMS, 801-3-2400
5133000231 | ACTIVE | 03022502 | 03022502 | 11 | EA | TOOL | BIT, DRILL, JOBBER, 13/32", 5-1/4"L, HIGH SPEED STL, STRT, DYNA SYSTEMS, 801-3-2300
5133000918 | ACTIVE | 03022502 | 03022502 | 7 | EA | TOOL | BIT, DRILL, JOBBER, 25/64", 5-1/8"L, HIGH SPEED STL, STRT, DYNA SYSTEMS, 801-3-2200
5133000785 | ACTIVE | 03022502 | 03022502 | 22 | EA | TOOL | BIT, DRILL, JOBBER, 3/8", 5"L, HIGH SPEED STL, STRT, DYNA SYSTEMS, 801-3-2100
5305148644 | ACTIVE | 03022505 | 03022505 | 8 | EA | MECH | SCREW, CAP, 1-1/8" X 10", HEX, ZINC PLTD CS, 7 TPI, GRD 5
5305153750 | ACTIVE | 99999999 | 03022505 | 12 | EA | MECH | SCREW, CAP, 1-1/4" X 7", HEX, 7 TPI, GRD 5, WU:ABSORBER SPRAY CIRCULATING PUMPS
5305144791 | ACTIVE | 99999999 | 03022505 | 14 | EA | MECH | SCREW, CAP, 1-1/8" X 8", HEX, ZINC PLTD CS, 7 TPI, GRD 5
5330214239 | ACTIVE | 03022507 | 03022507 | 2 | EA | MECH | O-RING, 444, 7-3/4"ID X 1/4", VITON, GENERAL ELECTRIC, U421X000P0142
5330193748 | ACTIVE | 03022507 | 03022507 | 15 | EA | MECH | O-RING, 15/16"ID X 1/16, BUNA-N, ANCHOR PACKING, BY DESCRP
5365207918 | ACTIVE | 03022508 | 03022508 | 9 | EA | MECH | SCREW,RETNG,RETAINING, DIAMOND POWER 315633-1120
5365208668 | ACTIVE | 33333333 | 03022508 | 1 | EA | MECH | RING, RETAINING, LIMITORQUE VALVE CONTROLS, CH1 5000-206
5365208262 | ACTIVE | 03022508 | 03022508 | 8 | EA | MECH | RING, RETAINING, INTERNAL, CARBON SPRNG STL, 3-5/32 IN, 7/64 IN, PHOSPHOROUS BLK, COPES-VULCAN, CV907920-0066
5365211753 | ACTIVE | 03022508 | 03022508 | 10 | EA | MECH | RING, RETAINING, COPES-VULCAN, CV907920-0082
5365210052 | ACTIVE | 03022508 | 03022508 | 7 | EA | MECH | RING, RETAINING, PINION ROER BRG, COPES-VULCAN, CV907920-0062, WU:DIAMOND POWER SOOT BLOWER MODEL IK-525B & IK-545B, U-3&4
5365210037 | ACTIVE | 03022508 | 03022508 | 5 | EA | MECH | RING, RETAINING, RACK PINION, COPES-VULCAN, CV907920-0010
5365209286 | ACTIVE | 03022508 | 03022508 | 4 | EA | MECH | RING, RETAINING, BRG/SHFT, COPES-VULCAN, CV907920-0069
5365209971 | ACTIVE | 03022509 | 03022509 | 4 | EA | MECH | RING,RETAINING,LANCE HUB BRG,COPES-VULCAN,CV907920-0061
5365210045 | ACTIVE | 03022509 | 03022509 | 6 | EA | MECH | RING, RETAINING, LANCE HUB BEVEL GEAR, COPES-VULCAN, CV907920-0052
5365218048 | ACTIVE | 33333333 | 03022509 | 11 | EA | MECH | RING, SPIRAL/LOCK, COPES-VULCAN, CV907920-0048
5365217941 | ACTIVE | 03022509 | 03022509 | 8 | EA | MECH | RING, SPIRAL/LOCK, COPES-VULCAN, CV907920-0056
5330215160 | ACTIVE | 03022510 | 03022510 | 7 | EA | MECH | GASKET, 1/2", 2500#, 304 SS/CERAMIC, THE ANCHOR PACKING CO, BY DESCRP
5330215152 | ACTIVE | 33333333 | 03022510 | 9 | EA | MECH | GASKET, 1", 2500#, 304 SS/CERAMIC, THE ANCHOR PACKING CO, BY DESCRP
4820121723 | ACTIVE | 33333333 | 03022514 | 4 | EA | MECH | VALVE, BALL, 3-WAY, 1/2", SS BODY, NON-ASB, WHITEY/SWAGELOK, SS-45XS8, WU: U1-4 INST AIR, EMISSION MONITORING
4820127423 | ACTIVE | 03022514 | 03022514 | 2 | EA | MECH | VALVE, BALL, 3-WAY, SS BODY, NON-ASB, PARKER HANNIFIN CORP, 6Z-B6XJ-SS
4820120311 | ACTIVE | 03022514 | 03022514 | 4 | EA | MECH | VALVE, OEM, 3/8", BRS, WHITEY CO/SWAGELOK, B-43S6, WU:PLANT WIDE
4820125765 | ACTIVE | 03022514 | 03022514 | 1 | EA | MECH | VALVE, BALL, 3/4", BRZ, SWEAT, NON-ASB, APOLLO PRECISION VALVE , 70-204-01
4820125724 | ACTIVE | 03022514 | 03022514 | 14 | EA | MECH | VALVE, BALL, 1/2", BRZ BODY, SWEAT, 600# WOG, NON-ASB, APOLLO, 70-203-01
4820125732 | ACTIVE | 03022514 | 03022514 | 3 | EA | MECH | VALVE, BALL, 1", BRZ TRIM, SWEAT ENDS, TFE SEAT & SEALS, NON-ASB, NIBCO, S-580
4810119463 | ACTIVE | 33333333 | 03022515 | 3 | EA | MECH | DISC, SAFETY, 3", DRESSER INDUSTRIAL VALVE, 6029101, WU: DRESSER 3" SAFETY VALVE SERIAL BS0 883, 884, 885, 886, 887
4810124547 | ACTIVE | 33333333 | 03022515 | 1 | EA | MECH | DISC, VALVE, SAFETY, 4", DRESSER INDUSTRIAL VALVE, 6279801, WU: SAFETY VALVE, 1776WD
3110060385 | ACTIVE | 03022516 | 03022516 | 2 | EA | MECH | HOUSING, PILLOW BLOCK, CI, 11-1/4"L, 3-1/8"W, 2-7/16"ID, RICHARD D SNIDER, BPO8A 393A/ SKF, SAF515
6240316486 | ACTIVE | 03022520 | 03022520 | 3 | EA | ELEC/INS | LAMP, FLUORESCENT, 40 W, 22.5", MED BIPIN, T-12, U-BENT, COOL WHT, 3000 LM, 18000 HR, PHILIPS LIGHTING, FB40CW6, WU: EMERG LIGHTING & CONSOLE
6240313020 | ACTIVE | 03022520 | 03022520 | 4 | EA | ELEC/INS | LAMP, FLUORESCENT, 20 W, 24" L, MED BIPIN, T-12, WHT, 1250 LM, 9000 HR, GE, F20T12/W
5330199687 | ACTIVE | 03022521 | 03022521 | 3 | EA | MECH | GASKET, 12" X 13-1/4" ID X 15" OD, NUVAFLEX, NON-ASBESTOS, HELMICK CORP, SK-9590-P5
5330201186 | ACTIVE | 03022521 | 03022521 | 7 | EA | MECH | GASKET, NUVAFLEX, 4", 4-1/8" ID X 6-1/4" OD, NON-ASBESTOS, UNITED CONVEYOR CORP, 17023, WU:UCC ASH HANDLING SYS PYRITES HOPPER 5-2812-114
6640001795 | ACTIVE | 03022524 | 03022524 | 9 | PK | MECH | TIP, 250EA=1PK; 10PK=1CS, DISPOSABLE, VWR, 82018-840
6240314010 | ACTIVE | 03022603 | 03022603 | 10 | EA | ELEC/INS | LAMP, QUARTZ, TUNGSTEN, HALOGEN, 1500 W, 240 V, RECESSED SINGLE CONT, T-3, 2000 HR, GE, Q1500T3/CL
6240314507 | ACTIVE | 03022603 | 03022603 | 9 | EA | ELEC/INS | LAMP, QUARTZ, T-3, 500 W, 120 V, RECESSED SINGLE CONT, 3000 HR, PHILIPS LIGHTING, 500T3QCL
6240315058 | ACTIVE | 03022603 | 03022603 | 8 | EA | ELEC/INS | LAMP, INCANDESCENT, 50 W, 32 V, PHILIPS LIGHTING CO, BY DESCRP
6240314564 | ACTIVE | 03022603 | 03022603 | 4 | EA | ELEC/INS | LAMP, INCANDESCENT, APPLIANCE, 40 W, 115/125 V, MED SCR, A-15, FROST, 455 LM, 1000 HR, PHILIPS LIGHTING CO, 40A15
4810131336 | ACTIVE | 33333333 | 03022604 | 1 | EA | MECH | PLUG, VALVE, 316 SS, 1-1/2" X 2", VALTEK INC, 002042-150-000
0100003968 | ACTIVE | 03022605 | 03022605 | 4 | EA | MECH | GASKET, AIRLOCK, HANDHOLE COVER, 16"ID X 17-1/2"OD, TACKY CLOTH, NON-ASBESTOS, DIAMOND POWER INTER, 16772-2, WU:U3&4 BAGHOUSE LARGER MANWAY ASSY
5330225516 | ACTIVE | 03022605 | 03022605 | 4 | EA | MECH | GASKET, NON-ASBESTOS, UNITED CONVEYOR CORP, 408101, WU:BOTTOM ASH OBSERVATION WINDOWS, UNITS 3 & 4
5330193953 | ACTIVE | 03022605 | 03022605 | 4 | EA | MECH | GASKET, HANDHOLD, 5-3/8"L X 5-3/8"W,NON-ASBESTOS, UNITED CONVEYOR CORP, 408403
5330215590 | ACTIVE | 03022605 | 03022605 | 3 | EA | MECH | GASKET, NON-ASBESTOS, UNITED CONVEYOR CORP, 40864, WU: UCC FLYASH & BOTTOM ASH SYSTEM, UNITS 3 & 4
5330200063 | ACTIVE | 03022605 | 03022605 | 9 | EA | MECH | GASKET, NON-ASBESTOS, UNITED CONVEYOR CORP, 408071, WU: OBSERVATION WINDOW, UCC ASH HANDLING EQUIP
4030000279 | ACTIVE | 03022607 | 03022607 | 14 | EA | TOOL | CLAMP,WIRE ROPE, CLIP,ROPE SIZE 3/16",CAMPBELL CHAIN CO.,699-0334
5365211506 | ACTIVE | 03022608 | 03022608 | 8 | EA | MECH | SHIM, BERGEMANN USA, INC., BP324130-1120
5365211530 | ACTIVE | 03022608 | 03022608 | 6 | EA | MECH | SHIM, 0.020"THK, YEL, COPES-VULCAN, CV324264-3124
5365211514 | ACTIVE | 03022608 | 03022608 | 3 | EA | MECH | SHIM, 0.005"THK, BLU, COPES-VULCAN, CV324264-1128, WU:DIAMOND POWER SOOT BLOWER MDL IK-525B& IK-545B, U-3 4
5365211522 | ACTIVE | 03022608 | 03022608 | 5 | EA | MECH | SHIM, 0.0075"THK, TRANSPARENT, COPES-VULCAN, CV324264-2126
5365211563 | ACTIVE | 03022608 | 03022608 | 3 | EA | MECH | SHIM, ITEM 14, 0.020"THK, YEL, COPES-VULCAN, CV323461-3127, WU:D-P SOOT BLOWER MDL IK-525B & IK-545B, U-3&4
5365211548 | ACTIVE | 03022608 | 03022608 | 3 | EA | MECH | SHIM, 0.005"THK, BLU, COPES-VULCAN, CV323461-1121
5365211555 | ACTIVE | 03022608 | 03022608 | 7 | EA | MECH | SHIM, 0.0075"THK, TRANSPARENT, COPES-VULCAN, CV323461-2129
5365217875 | ACTIVE | 03022609 | 03022609 | 3 | EA | MECH | SPACER,ROLLER,COPES-VULCAN,CV323405-2128,WU:DIAMOND POWER SOOT BLOWER MDL IK-525B & IK-545B, U-3&4
5925232398 | ACTIVE | 03022609 | 03022609 | 2 | EA | ELEC/INS | CONTACT,NORMALLY CLOSED,DIAMOND POWER SPECIALTY,847305-0179, WU: SOOT BLOWER, UNITS 3 & 4
5365217883 | ACTIVE | 03022609 | 03022609 | 4 | EA | MECH | SPACER,ROLLER,DIMAOND POWER,324210-2121
5330183293 | ACTIVE | 03022611 | 03022611 | 8 | EA | MECH | GASKET, SHELL QUAD RING #237, 3-5/16"ID X 3-17/32"OD X 1/16"THK, RND, BUNA-70, AMF CUNO/PROCESS EQUIP, 34239-48,WU:AIR FILTER ASSY MODEL 1B2G,
3110063504 | ACTIVE | 03022611 | 03022611 | 3 | EA | MECH | O-RING, 347, 4-1/4"ID X 3/16", BUNA-N,THE DURIRON CO, PRP347, WU:DURIRON MARK II GROUP II, ALL SIZES, BEARING HOUSING 4-1/2"
5330181388 | ACTIVE | 03022611 | 03022611 | 32 | EA | MECH | O-RING, 3/4"ID X 1/8", BUNA-N, THE ANCHOR PACKING COMPAN, BY DESCRP
5330192559 | ACTIVE | 33333333 | 03022611 | 2 | EA | MECH | O-RING, 218, 1-1/4"ID X 1/8, BUNA-N, SEAL UNLIMITED, INC., 2-218,( 30 PER CHANGE OUT ON OIL GUNS)
5950250067 | ACTIVE | 33333333 | 03022612 | 2 | EA | ELEC/INS | TRANSFORMER, POWER, MULTI-TAP, 120/208/277, ADVANCED TRANSFORMER CO., 71A8071-001D
5925230491 | ACTIVE | 33333333 | 03022613 | 2 | EA | ELEC/INS | BREAKER, CIRCUIT, 480 V, 50 A, 3 POLE, EHD FRAME, ABB POWER T&D CO., EHD3050
3910000516 | ACTIVE | 03022618 | 03022618 | 1 | EA | MECH | BASKET, STNLESS STL, TATE ANDALE INC, VL-4008-S2
3910000532 | ACTIVE | 33333333 | 03022618 | 1 | EA | MECH | STRAINER, BASKET, 8", LONG, 304 STNLESS STL, FLUID ENGINEERING, 855-080-03-00-00-02
3910000540 | ACTIVE | 33333333 | 03022618 | 1 | EA | MECH | STRAINER, BASKET, 8", SHORT, 304 STNLESS STL, FLUID ENGINEERING, 854-080-03-00-00-02
8135000035 | ACTIVE | 03022619 | 03022619 | 200 | FT | TOOL | STRAPPING, SHIPPING, 5/8"W, 100'L, 0.030"THK, 201 STNLESS STL, BAND-IT COMPANY, C-205
8135000068 | ACTIVE | 03022619 | 03022619 | 300 | FT | TOOL | STRAPPING, SHIPPING, 3/8"W, 100'L, 0.025"THK, 201 STNLESS STL, BAND-IT COMPANY, C-203
8135000027 | ACTIVE | 03022619 | 03022619 | 200 | FT | TOOL | STRAPPING, SHIPPING, 3/8"W, 100'L, 0.025"THK, GALV CS, BAND-IT COMPANY, C-303
8135000076 | ACTIVE | 03022619 | 03022619 | 500 | FT | TOOL | STRAPPING, SHIPPING, 1/2"W, 100'L, 0.030"THK, GALV CS, BAND-IT COMPANY, BY DESCRP
0100000384 | ACTIVE | 03022622 | 03022622 | 4 | EA | MECH | ELBOW, PIPE, LR, SA234 CS SEAMLESS, 45 DEG, NPS 4", WPB, SCH 40, BUTTWELD, ANY MFG ANY DESCRP
0100000383 | ACTIVE | 03022622 | 03022622 | 4 | EA | MECH | ELBOW, PIPE, LR, SA234 CS SEAMLESS, 45 DEG, NPS, 3", WPB, SCH 40, BUTTWELD, ANY MFG BY DESCRP
0100000380 | ACTIVE | 03022622 | 03022622 | 10 | EA | MECH | ELBOW, PIPE, LR, SA234 CS SEAMLESS, 45 DEG, NPS 1-1/4", WPB, SCH 40, BUTTWELD, ANY MFG BY DESCRP
0100000379 | ACTIVE | 03022622 | 03022622 | 5 | EA | MECH | ELBOW, PIPE, LR, SA234 CS SEAMLESS, 45 DEG, NPS 1",WPB, SCH 40, BUTTWELD, ANY MFG BY DESCRP
0100000382 | ACTIVE | 03022622 | 03022622 | 4 | EA | MECH | ELBOW, PIPE, LR, SA234 CS SEAMLESS, 45 DEG, NPS 2", WPB, SCH 40, BUTTWELD, ANY MFG BY DESCRP
5010004199 | ACTIVE | 03022623 | 03022623 | 40 | EA | MECH | CARTRIDGE, H2O FILTER, 9-3/4"L, CELLULOSE FBR/MELAMINE, 5 MICRON, AMF CUNO/PROCESS EQUIP, G78B2, WU:WATER SUPPLY F/SAFETY SHOWER
5330186494 | ACTIVE | 03022702 | 03022702 | 1 | EA | MECH | GASKET, CASING/PUMP, NON-ASBESTOS, GOULDS PUMPS INC., 74668-3
5307152479 | ACTIVE | 99999999 | 03022706 | 4 | EA | MECH | STUD, TURBINE, TAP, GENERAL ELECTRIC COMPANY, U606P317L1275
5330171819 | ACTIVE | 33333333 | 03022709 | 10 | EA | MECH | GASKET, BOTTOM, ,1/8", CLOTH INSERTED/NEOPRENE, NON-ASB, GENERAL ELECTRIC CO., 264A2267P0001, WU: 001 GE TURBINE 170X650
3040055414 | ACTIVE | 03022710 | 03022710 | 1 | AS | MECH | SHAFT, ASSY, PNM MACHINE SHOP, SJS-M520, WU:WORTHINGTON MDL D1011, SIZE 4X3 X10, 316SS, BOILER FILL, U-3&4
4320078233 | ACTIVE | 03022710 | 03022710 | 4 | AS | MECH | SHAFT, DRIVE, SLEEVE, ASSY, BRONZE, W/O-RING, WORTHINGTON, 21298-30, PNM MACH SHOP, SJS-M419, WU: WORTH PUMP, MDL SESC, FRAME 3, TYPE CN OR DN
0100000457 | ACTIVE | 33333333 | 03022714 | 4 | EA | MECH | ELBOW, PIPE, SA105 CS, 90 DEG, NPS, 1-1/2", 6000 LB, SOCKET WELD, ANY MFG BY DESCRP
0100000460 | ACTIVE | 03022714 | 03022714 | 4 | EA | MECH | BEARING, CONE, TAPERED ROLLER, TIMKEN, 3490, WU: PLANT WIDE REBUILDING PMP BRG HOUSINGS
0100000458 | ACTIVE | 03022714 | 03022714 | 5 | EA | MECH | ELBOW, PIPE, SA105 CS, 90 DEG, NPS, 2",6000 LB, SOCKET WELD, ANY MFG BY DESCRP
0100000459 | ACTIVE | 03022714 | 03022714 | 4 | EA | MECH | BEARING, CUP, TAPERED ROLLER, 3-1/8"OD, 15/16 IN, CHROME STEEL, TIMKEN, 3420, WU: U1-4 REBUILDING PMP BRG HSNG
0100000456 | ACTIVE | 03022714 | 03022714 | 7 | EA | MECH | ELBOW, PIPE,S A105 CS, 90 DEG, NPS, 1", 6000 LB, SOCKET WELD, ANY MFG BY DESCRP'
3439000617 | ACTIVE | 03022715 | 03022715 | 36 | LB | TOOL | ELECTRODE, WELDING, ROD, 3/32" X 9", 308 SS, E308/308L-16, MILL TEST REPORT REQ'D, (6# CONT), TECHALOY-MARYLAND NC, 308-16, INSPECTION REQ'D
4730107622 | ACTIVE | 03022718 | 03022718 | 15 | EA | MECH | COUPLING, HOSE, CHICAGO FTG X 1" FNPT, MALLEABLE IR, 110 PSI, DIXON VALVE, AM-13
5999283970 | ACTIVE | 03022805 | 03022805 | 27 | ST | ELEC/INS | CONTACT, KIT, SPRNGS, (1) MOVABLE CONTS, (2) STA CONTS, (1) SPRNG, (2) MNTNG SCRS,(2) TERM SCRS, FURNAS ELECTRIC CO., 75CE42, WU: RCC START-UP BO
5330173245 | ACTIVE | 33333333 | 03022807 | 1 | KT | MECH | SEAL, KIT, TURBINE, GASKETS, GENERAL ELECTRIC CO., 233A6044P0004, WU:GE TURBINES 170X650,170X763,170X764,TRANSFER PUMP SHAFT, U-1,3,4
4810129538 | ACTIVE | 99999999 | 03022807 | 3 | EA | MECH | RETAINER, GENERAL ELECTRIC COMPANY, 233A9008P0001
5330176529 | ACTIVE | 03022812 | 03022812 | 12 | EA | MECH | O-RING, 22"ID X 1/4", BUNA-N, NON-ASB, IMO DELAVAL, BY DESCRP
5330181933 | ACTIVE | 03022812 | 03022812 | 4 | EA | MECH | O-RING, 236, 3-1/4"ID X 1/8, BUNA-N, ANCHOR PACKING CO, BY DESCRP
0100000388 | ACTIVE | 03022814 | 03022814 | 4 | EA | MECH | ELBOW, PIPE, LR, SA234 CS SEAMLESS, 90 DEG, NPS 3/4", WPB, SCH 40, BUTTWELD, ANY MFG BY DESCRP
0100000393 | ACTIVE | 03022814 | 03022814 | 8 | EA | MECH | ELBOW, PIPE, LR, SA234 CS SEAMLESS, 90 DEG, NPS, 3", WPB, SCH 40, BUTTWELD, ANY MFG BY DESCRP
0100000392 | ACTIVE | 03022814 | 03022814 | 3 | EA | MECH | ELBOW, PIPE, LR, SA234 CS SEAMLESS, 90 DEG, NPS, 2-1/2", WPB, SCH 40, BUTTWELD, ANY MFG BY DESCRP
0100000389 | ACTIVE | 33333333 | 03022814 | 1 | EA | MECH | ELBOW, PIPE, LR, SA234 CS SEAMLESS, 90 DEG, NPS, 1", WPB, SCH 40, BUTTWELD, ANY MFG BY DESCRP
0100000390 | ACTIVE | 03022814 | 03022814 | 8 | EA | MECH | ELBOW, PIPE, LR, SA234 CS SEAMLESS, 90 DEG, NPS, 1-1/2", WPB, SCH 40, BUTTWELD, ANY MFG BY DESCRP
0100000391 | ACTIVE | 03022814 | 03022814 | 8 | EA | MECH | ELBOW, PIPE, LR, SA234 CS SEAMLESS, 90 DEG, NPS, 2", WPB, SCH 40, BUTTWELD, ANY MFG BY DESCRP
5330189282 | ACTIVE | 03022815 | 03022815 | 2 | EA | MECH | GASKET, DOOR, 1-7/16"H X 25"OD X 3/4"THK, NON-ASBESTOS, UNITED CONVEYOR CORP, 4131, (UCC ONLY NO SUB), WU:UCC ASH HANDLING SYS, 24" ACCES DOOR
5330189613 | ACTIVE | 03022815 | 03022815 | 17 | EA | MECH | RING, SEALING, 15/16"H, 11-3/8"OD, 1/2"THK, UCC, 408123, WU:UCC ASH HANDLING SYS ACCESS DOOR TYPE 2-2023-18
5330183111 | ACTIVE | 03022815 | 03022815 | 1 | EA | MECH | GASKET, 15-3/4"OD X 7/16"THK, NON-ASBESTOS, UNITED CONVEYOR CORP, 4125
8135000100 | ACTIVE | 03022819 | 03022819 | 300 | FT | TOOL | STRAPPING, SHIPPING, 3/4"W, 100'L, 201 STNLESS STL, BAND-IT CO, BY DESCRP
8135000084 | ACTIVE | 03022819 | 03022819 | 600 | FT | TOOL | STRAPPING, SHIPPING, 1/2"W, 100'L, 0.030"THK, 201 STNLESS STL, BAND-IT CO., C-204
8135000134 | ACTIVE | 03022819 | 03022819 | 100 | FT | TOOL | STRAPPING, SHIPPING, 1/4"W, 100'L, 201 SS, BAND-IT CO., C202
8135000126 | ACTIVE | 03022819 | 03022819 | 100 | FT | TOOL | STRAPPING, SHIPPING, 3/4"W, 100'L, GALV CS, BAND-IT COMPANY, C306
5999281172 | ACTIVE | 03022901 | 03022901 | 2 | EA | ELEC/INS | CONTACT, KIT ,SIZE KC-1, SIEMENS-ALLIS, 25-106-921-812, WU: ALLIS-CHALMERS 480V MOTOR CONTROL
4030000436 | ACTIVE | 03022902 | 03022902 | 9 | EA | TOOL | SHACKLE, ANCHOR, SCREW PIN, 1/2", 2 TON, COOPER POWER SYSTEMS, 5410805
4030000485 | ACTIVE | 03022902 | 03022902 | 5 | EA | TOOL | SHACKLE, ANCHOR, SCREW PIN, 3/8", 1 TON, CROSBY GROUP, 018432
4030000410 | ACTIVE | 03022902 | 03022902 | 2 | EA | TOOL | SHACKLE, ANCHOR, SCREW PIN, 7/16", 1-1/2 TON, CROSBY GROUP, 018432
5925230632 | ACTIVE | 99999999 | 03022905 | 3 | EA | ELEC/INS | CONTACT,MOVABLE/ARCING,ABB POWER T&D,591C651G02/682C828G01,WU:METAL-CLAD SWITCHGEAR, SO2, U-1,2,3 4
5999276487 | ACTIVE | 99999999 | 03022905 | 1 | EA | ELEC/INS | CONTACT,STA ARCING/LH,BLTED,WESTINGHOUSE ELECTRIC,682C829G02,WU: WESTINGHOUSE 480V LOAD CENTER
5925231929 | ACTIVE | 99999999 | 03022905 | 2 | EA | ELEC/INS | CONTACT,MOVABLE PRIMARY,GENERAL ELECTRIC,0114C5382P004,WU:GE CIRCUIT BREAKER-MAGNEBLAST, TYPE AM-7.2-500-6H, U-1,3,4
5999280885 | ACTIVE | 99999999 | 03022905 | 1 | EA | ELEC/INS | CONTACT,STA ARCING/RH,BLTED,ABB POWER T&D CO.,682C829G01,WU: METAL-CLAD SWITCHGEAR
5999276461 | ACTIVE | 99999999 | 03022905 | 1 | EA | ELEC/INS | CONTACT,MOVABLE/ARCING,WESTINGHOUSE ELECTRIC,503B022G01,WU: WESTINGHOUSE 480V LOAD CENTER
5920232252 | ACTIVE | 03022906 | 03022906 | 10 | EA | ELEC/INS | FUSE, CARTRIDGE, 250 V, 1/4 A, FAST-ACTING, ANY MFG, GGC 1/4, WU: SOOTBLOWER, UNITS 3 & 4.
5305149147 | ACTIVE | 03022912 | 03022912 | 24 | ST | MECH | BOLT, SHEAR, (SET=8 BOLTS W/ 8 NUTS), WU:COMPRESSION FIRE HYDRANT
6105290917 | ACTIVE | 03022913 | 03022913 | 1 | EA | ELEC/INS | MOTOR, ELECTRIC, TENV, 1/2 HP, 1750 RPM, 56C FR, 90 VDC, BALDOR, CDP3330
3439003132 | ACTIVE | 03022914 | 03022914 | 10 | LB | TOOL | ELECTRODE, WELDING, HELIARC G.T.A.W., 1/8"DIA, 8 EA = 1 LB, ER80SB2, SJM-83303, MILL TEST REPORT REQ'D, EA PC MUST BE TAGGED, ANY MFG, ER80SB2,
3439003124 | ACTIVE | 03022916 | 03022916 | 543 | EA | TOOL | ELECTRODE, WELDING, ROD, 3/32" X 36", ER80SB2, SJM-83303, MILL TEST REPORT REQ'D, (50# CONT) 15 EA = 1LB, ANY MFG, ER80SB2, INSPECTION REQ'D
6240315066 | ACTIVE | 03022917 | 03022917 | 2 | EA | ELEC/INS | LAMP, FLUORESCENT, PREHEAT, 15 W,18", MED BIPIN, T-12, TUBULAR, COOL WHT, 780 LM, 7500 HR, GENERAL ELECTRIC CO., F15T12CW
6240312691 | ACTIVE | 03022917 | 03022917 | 4 | EA | ELEC/INS | LAMP, FLUORESCENT, COMPACT, 15 W, 18", MED BI-PIN, T-8, COOL WH, 850 LM, 7500 HR, GENERAL ELECTRIC CO., F15T8CW
6105289976 | ACTIVE | 99999999 | 03022918 | 1 | EA | MECH | MOTOR, ACTUATOR, AIR, GRINNELL, FIG 5-N-PN-34-3213, WU:GRINNELL 1/2" DIAPHRAGM VLV, STACK MONITOR, SYS & DEMLZR, 85 PSI, NO/CLOSED
5120128375 | ACTIVE | 03022919 | 03022919 | 1 | EA | TOOL | TOOL, HOSE CLAMP, BAND-IT COMPANY, C00169
5120128383 | ACTIVE | 03022919 | 03022919 | 1 | EA | TOOL | ADAPTER, HOSE, TOOL, CLMP/HOSE, BAND-IT COMPANY, J001
4730135433 | ACTIVE | 03022919 | 03022919 | 277 | EA | MECH | CLAMP,HOSE,1-1/2" X 5/8" X .030",201 SS,BAND-IT CO,J205,WU 001 HOSE CLAMPS-HIGH PRESSURE STEAM HOSES
4730130616 | ACTIVE | 03022919 | 03022919 | 20 | EA | MECH | CLAMP,HOSE,2-1/2" ID X 5/8"W X 1/32" THK,DIXON,KS10,WU:B&W BOILER
4730123546 | ACTIVE | 03022919 | 03022919 | 60 | EA | MECH | CLAMP,HOSE,1-3/8",202 SS,BAND-IT CO,J202,WU: PLANT WIDE
4730119411 | ACTIVE | 03022919 | 03022919 | 86 | EA | MECH | CLAMP,HOSE,BAND-IT COMPANY,J240,WU: PIPE FITTING SUPPLIES
4730123553 | ACTIVE | 03022919 | 03022919 | 65 | EA | MECH | CLAMP,HOSE,13/16",201 SS,BAND-IT CO,J201,WU: FITTING SUPPLIES
4720000688 | ACTIVE | 03022920 | 03022920 | 3 | EA | MECH | HOSE, ASSY/GREASE, 1/4", 6'L, DAYCO RUBBER PRODUCTS CO, 4MX-2NP-4SA
3910000409 | ACTIVE | 03022920 | 03022920 | 30 | FT | MECH | HOSE, GREASE, STOCK EQUIPMENT, V402138.B01, WU: STOCK EQ FEEDERS, BELT DRIVE REDUCER/BELT TAKE-UP SHAFT, U-1,2,3 4
4730116771 | ACTIVE | 03022920 | 03022920 | 96 | EA | MECH | CLAMP,HOSE,3-1/2",GALV STL,DIXON VALVE AND COUPLING,F-14,WU 001 WASH DOWN HOSE
4730109644 | ACTIVE | 03023002 | 03023002 | 13 | EA | MECH | FLANGE, PIPE, SOCKET WELD, 2" NPS, SA105, 150 LB, XH BORE, FLAT FACED, ANY MFG, BY DESCRP
4730129998 | ACTIVE | 03023002 | 03023002 | 3 | EA | MECH | FLANGE, PIPE, WELD NECK, 2" NPS, SA105, 300 LB, STD BORE, RAISED FACE, ANY MFG BY DESCRP
4730106954 | ACTIVE | 03023002 | 03023002 | 9 | EA | MECH | FLANGE, PIPE, SOCKET WELD, 2" NPS, SA105, 150 LB, XH BORE, RAISED FACE, ANY MFG, BY DESCRP
5920225900 | ACTIVE | 03023005 | 03023005 | 20 | EA | ELEC/INS | FUSE, ONE-TIME, CRTG, 125 V, 3/4 A, NON-TD, BUSSMAN MFG. CO., GBA 3/4
5920226775 | ACTIVE | 03023005 | 03023005 | 12 | EA | ELEC/INS | FUSE, ONE-TIME, FERRULE, 250 V, 2 A, NON-TD, BUSSMAN MFG. CO., AGX 2
5920227955 | ACTIVE | 03023005 | 03023005 | 8 | EA | ELEC/INS | FUSE, CARTRIDGE, 250 V, 5 A, FAST-ACTING, BUSSMAN MFG. CO., AGC5
5920226957 | ACTIVE | 03023005 | 03023005 | 45 | EA | ELEC/INS | FUSE, ONE-TIME, FERRULE, 250 V, 10 A, FAST-ACTING, BUSSMAN MFG. CO., AGC 10
5920227484 | ACTIVE | 03023005 | 03023005 | 10 | EA | ELEC/INS | FUSE,CARTRIDGE,CRTG,250 V,3 A,FAST-ACTING,BUSSMAN MFG. CO.,AGC-3
5920226973 | ACTIVE | 03023005 | 03023005 | 10 | EA | ELEC/INS | FUSE, CARTRIDGE, 250 V, 2-1/2 A, FAST-ACTING, 10K, BUSSMAN MFG. CO., AGC 2-1/2
5920228292 | ACTIVE | 03023005 | 03023005 | 7 | EA | ELEC/INS | FUSE, CARTRIDGE, 32 V, 20 A, FAST-ACTING, BUSSMAN MFG. CO., FSFE 20
5920227179 | ACTIVE | 03023005 | 03023005 | 8 | EA | ELEC/INS | FUSE, CARTRIDGE, CRTG, 250 V, 4 A, FAST-ACTING, BUSSMAN MFG. CO., AGC-4
5365208908 | ACTIVE | 03023009 | 03023009 | 1 | ST | MECH | SHIM, SET, BRG, 3-5/8"ID, 5-5/16"OD, 0.065"THK, BRS, 7, LIMITORQUE VALVE CONTROLS, 60-660-0025-1
6685367473 | ACTIVE | 03023011 | 03023011 | 3 | EA | ELEC/INS | THERMOCOUPLE, GENERAL ELECTRIC, U252E085G0022
6685368836 | ACTIVE | 99999999 | 03023011 | 2 | EA | ELEC/INS | THERMOCOUPLE, GENERAL ELECTRIC, U252E097G0074
0000000348 | ACTIVE | 33333333 | 03023016 | 3 | KT | MECH | BEARING, KIT, PADDLE, UCC, 405098-4, WU: #2 PADDLE MIXER SPRCKET UNLOADER HOUSE
5365217826 | ACTIVE | 03023016 | 03023016 | 1 | EA | MECH | RING, ALIGNING, OEM, 10", UCC,1701-88, WU: FLYASH CONVEYING LINE
5330175406 | ACTIVE | 03023018 | 03023018 | 5 | EA | MECH | GASKET, 19.500"OD, 17.560"ID, 0.0313"THK, 1"W, COMMON QUALITY & FLATNESS, OILED CLASS 1 FINISH,COLD ROLLED, NON ASB, GE CO, U336W100D1756
8030000486 | ACTIVE | 03023019 | 03023019 | 3 | LB | CHEM | COMPOUND, METAL REPAIR, STL, LIQ, 1# CAN, FLEXANE 80 LIQ, DEVCON CORP, 15800
8030000742 | ACTIVE | 03023019 | 03023019 | 8 | EA | CHEM | COMPOUND, METAL REPAIR, STL, PUTTY, 1# CT, PLAST STL "B", DEVCON CORP, BY DESCRP
5925230822 | ACTIVE | 33333333 | 03023021 | 1 | EA | ELEC/INS | BREAKER, CIRCUIT, 600 V, 40 A, 3 POLE, 3 PH, THED FRAME, 50/60 HZ, 18K, BLTED, GENERAL ELECTRIC CO., THED136040WL
5925230251 | ACTIVE | 33333333 | 03023021 | 1 | EA | ELEC/INS | BREAKER, CIRCUIT, 480 V, 3PH, THED FRAME, GENERAL ELECTRIC CO., THED 136020
5925230194 | ACTIVE | 33333333 | 03023021 | 1 | EA | ELEC/INS | BREAKER, CIRCUIT, 480 V, 3PH, THED FRAME, GENERAL ELECTRIC CO., THED136030
5925230343 | ACTIVE | 33333333 | 03023021 | 2 | EA | ELEC/INS | BREAKER, CIRCUIT, 480 V, 3PH, THED FRAME, GENERAL ELECTRIC CO., THED136070
0100005427 | ACTIVE | 03023021 | 03023021 | 2 | EA | ELEC/INS | BREAKER, CIRCUIT, BLOWER, 690 V, 2.8-4 A, 3 POLE, SIEMENS 3RV10111EA10, WU:LAKE STATION
4730111400 | ACTIVE | 33333333 | 03023103 | 1 | EA | MECH | FLANGE, PIPE, REDUCING, THDED, 4" X 3/4" NPS, SA182F316, 150 LB, RAISED FACE, ANY MFG BY DESCRP
4730110402 | ACTIVE | 03023103 | 03023103 | 3 | EA | MECH | FLANGE, PIPE, REDUCING, SOCKET WELD, 2" X 3/4" NPS, SA182F316L, 150 LB, SCH 40 BORE, RAISED FACE, ANY MFG BY DESCRP
5920226445 | ACTIVE | 03023105 | 03023105 | 25 | EA | ELEC/INS | FUSE, ONE-TIME, FERRULE, 250 V, 1-1/8 A, DUAL ELEM/TIME-DELAY, BUSSMAN, FNM-1-1/8
5920229183 | ACTIVE | 03023105 | 03023105 | 3 | EA | ELEC/INS | FUSE, CARTRIDGE, 250 V, 1-6/10 A, RK5, DUAL ELEM/TIME-DELAY, 200 K, BUSSMAN MFG. CO., FRN 1-6/10
5920228201 | ACTIVE | 03023105 | 03023105 | 3 | EA | ELEC/INS | FUSE, CARTRIDGE, 250 V, 6 A, DUAL ELEM/TIME-DELAY, BUSSMAN MFG. CO., FNM-6
5920226304 | ACTIVE | 03023105 | 03023105 | 10 | EA | ELEC/INS | FUSE, ONE-TIME, CRTG, 250 V, 6/10 A,RK5,DUAL ELEM/TIME-DELAY,200 K,BUSSMAN MFG. CO., FRSR 6/10, WU:GE MTR CNTRL CNTR, 480 V, 3 PH, SIZE 1 FVNR, S
5920228698 | ACTIVE | 03023105 | 03023105 | 11 | EA | ELEC/INS | FUSE, CARTRIDGE, 250 V, 5 A, DUAL ELEM/TIME-DELAY, BUSSMAN MFG. CO., FNM 5
5920228177 | ACTIVE | 03023105 | 03023105 | 5 | EA | ELEC/INS | FUSE, CARTRIDGE, 250 V, 3 A, DUAL ELEM/TIME-DELAY, BUSSMAN MFG. CO., FNM-3
5920227708 | ACTIVE | 33333333 | 03023105 | 2 | EA | ELEC/INS | FUSE, CARTRIDGE, 250 V, 1 A, DUAL ELEM/TIME-DELAY, BUSSMAN, FNM-1
5920228755 | ACTIVE | 03023105 | 03023105 | 2 | EA | ELEC/INS | FUSE, SUBMINIATURE, 250 V, 15 A, TIME-DELAY, 10K, BUSSMAN MFG. CO., FNM 15
5920227112 | ACTIVE | 03023105 | 03023105 | 48 | EA | ELEC/INS | FUSE, CARTRIDGE, CRTG, 250 V, 6/10 A, DUAL ELEM/TIME-DELAY, 10K, BUSSMAN MFG. CO., FNM-6/10
5920228680 | ACTIVE | 03023105 | 03023105 | 10 | EA | ELEC/INS | FUSE, CARTRIDGE, 250 V, 1-8/10 A, DUAL ELEM/TIME-DELAY, BUSSMAN MFG. CO., FLM 1-8/10
3110067208 | ACTIVE | 03023111 | 03023111 | 8 | EA | MECH | BEARING, 2.9500"ID X 3.7550"OD X 6.1250"W, GRAPHALLOY, JOHNSTON PUMP, 43112-A, WU:JOHNSTON CONDESATE PMP MDL 18CC-7, S/N TH142327, 36X14, U-3&4
3110066028 | ACTIVE | 03023111 | 03023111 | 5 | EA | MECH | BEARING, SEAL BX, 2.9500"ID, 3.7550"OD, 3.8810"W, GRAPHALLOY, PNM MACHINE SHOP, SJS-M592, WU: JOHNSTON PUMP MODEL 18CC-7 STAGE
5340189611 | ACTIVE | 03023115 | 03023115 | 23 | EA | TOOL | HINGE, CONTINUOUS, 1-1/2"W, 48"L, NICKEL PLTD, STANLEY IND. HARDWARE, SC311-US14
0100005776 | ACTIVE | 03023118 | 03023118 | 8 | EA | SAFETY | VISOR, FACE SHIELD ONLY, REPLACEMENT, ANTIFOG CLEAR, UVEX, S8555, WU:FOR HEADGEAR, CAT ID 0100005775
5360202401 | ACTIVE | 33333333 | 03023122 | 6 | EA | MECH | SPRING, GENERAL ELEC, 101A150FF-5-26-D12, WU:GE BOILER FEED PUMP TURBINES, SEALS SHAFT, U-3&4
5360202591 | ACTIVE | 03023122 | 03023122 | 1 | EA | MECH | SPRING, GENERAL ELECTRIC, 244A4051P0001
0100005775 | ACTIVE | 03023123 | 03023123 | 9 | EA | SAFETY | HEADGEAR, W/FACE SHIELD, BIONIC, 9-1/2"X14-1/4",VISOR CLEAR POLYCARBONATE, HEADGEAR BLACK PLASTIC,UVEX S8500 GRAINGER 4RB55, FOR VISOR 0100005776
3439000773 | ACTIVE | 03023202 | 03023202 | 4 | EA | ELEC/INS | INDICATOR, TEMPERATURE, TEMPILSTICK, 0-300 DEG F, TRIGAS, BY DESCRP
3439001581 | ACTIVE | 03023202 | 03023202 | 2 | EA | ELEC/INS | INDICATOR, TEMPERATURE, TEMPILSTICK, 0-400 DEG F, LEAD/SULFER FREE, TRIGAS, BY DESCRP
3439001219 | ACTIVE | 03023202 | 03023202 | 15 | EA | ELEC/INS | INDICATOR, TEMPERATURE, TEMPILSTICK, 0-200 DEG F, LEAD/SULFER FREE/PURPLE, TRIGAS, BY DESCRP
3439001359 | ACTIVE | 03023202 | 03023202 | 1 | EA | ELEC/INS | INDICATOR, TEMPERATURE, TEMPILSTICK, 0-250 DEG F, LEAD/SULFER FREE/PURPLE, TRIGAS, BY DESCRP
3439001367 | ACTIVE | 03023202 | 03023202 | 5 | EA | ELEC/INS | INDICATOR, TEMPERATURE, TEMPILSTICK, 0-350 DEG F, LEAD/SULFER FREE/BLK, TRIGAS, BY DESCRP
3439000195 | ACTIVE | 03023202 | 03023202 | 2 | EA | ELEC/INS | INDICATOR, TEMPERATURE, TEMPILSTICK, 0-450 DEG F, LEAD/SULFER FREE/GRAY, TRIGAS, BY DESCRP
3439000799 | ACTIVE | 03023202 | 03023202 | 6 | EA | ELEC/INS | INDICATOR, TEMPERATURE, TEMPILSTICK, 0-500 DEG F, LEAD/SULFER FREE/BLU, TRIGAS, BY DESCRP
3439001003 | ACTIVE | 03023202 | 03023202 | 2 | EA | ELEC/INS | INDICATOR, TEMPERATURE, TEMPILSTICK, 0-550 DEG F, LEAD/SULFER FREE/WH, TRIGAS, BY DESCRP
6240313103 | ACTIVE | 03023203 | 03023203 | 18 | EA | ELEC/INS | LAMP, INDICATING, PHILIPS LIGHTING CO, 169420
6240313459 | ACTIVE | 03023203 | 03023203 | 20 | EA | ELEC/INS | LAMP, INCANDESCENT, MINTR, 6 V, 0.14 A, SLIDE, T-2, CLR, 20000 HR, CHICAGO MINIATURE, 6PSB
6240313269 | ACTIVE | 33333333 | 03023203 | 750 | EA | ELEC/INS | LAMP, INCANDESCENT, MINTR, 28 V, 0.04 A, SC MIDGET FLGD, T-1-3/4, CLR, 4000 HR, STEEL CITY DIV, 327
0100000492 | ACTIVE | 03023204 | 03023204 | 2 | EA | ELEC/INS | LAMP, SOURCE CADMIUM, SCD9MB, AMETEK PROCESS, 300.2070, CEM
6240314218 | ACTIVE | 03023204 | 03023204 | 10 | EA | ELEC/INS | LAMP, NEON, AMBER, DIALCO - DIALIGHT CORP, 507-4537-1533-640
6240314655 | ACTIVE | 03023204 | 03023204 | 5 | EA | ELEC/INS | LAMP, INCANDESCENT, MINTR, 115 V, SLIDE BASE #5, PORTEC INC., 037-0501
6240316742 | ACTIVE | 03023205 | 03023205 | 3 | EA | ELEC/INS | LAMP, INDICATING, 1/3 W, 125 V, TAB TERM, GREEN, 25000 HR, INDUSTRIAL DEVICE INC, 1052-QC5
6240316734 | ACTIVE | 03023205 | 03023205 | 3 | EA | ELEC/INS | LAMP, INDICATING, 1/3 W, 125 V, TAB TERM, RED, 25000 HR, GENISCO TECH, IDI-105PQC1, WU:INDICATOR LAMPS ON COAL BOARD
5920228359 | ACTIVE | 03023206 | 03023206 | 1 | EA | ELEC/INS | FUSE, CARTRIDGE, 250 V, 100 A, K5, TIME-DELAY, 200 K, BUSSMAN MFG. CO., FRNR 100
5920227971 | ACTIVE | 03023206 | 03023206 | 10 | EA | ELEC/INS | FUSE, CARTRIDGE, 250 V, 30 A, K5, NON-TD, 50 K, BUSSMAN MFG. CO., NON-30
5920227039 | ACTIVE | 03023206 | 03023206 | 19 | EA | ELEC/INS | FUSE, CARTRIDGE, 250 V, 15 A, K5, NON-TD, 50 K, BUSSMAN MFG. CO., NON-15
5920227518 | ACTIVE | 03023206 | 03023206 | 9 | EA | ELEC/INS | FUSE, CARTRIDGE, 250 V, 60 A, K5, TIME-DELAY, RELIANCE FUSE/BRUSH, KON 60
5920228789 | ACTIVE | 99999999 | 03023206 | 5 | EA | ELEC/INS | FUSE, CARTRIDGE, 250 V, 4 A, H, TIME-DELAY, 10K, BUSSMAN MFG. CO., REN 4
5330174417 | ACTIVE | 03023209 | 03023209 | 4 | EA | MECH | GASKET, 13-9/16"ID X 15-5/16"OD ,1/8" THK, NON-ASBESTOS, GENERAL ELECTRIC CO., 172B1642P0002
5330211698 | ACTIVE | 33333333 | 03023209 | 1 | EA | MECH | GASKET, VALVE CASING, 1000 DEG F/2400 PSI, NON-ASBESTOS, GENERAL ELECTRIC COMPANY, 341A2967P0008
4730126283 | ACTIVE | 33333333 | 03023211 | 1 | EA | MECH | HOSE, FLEXIBLE/METAL, ASSY, 1" MALE IPT X 1" FEMALE IPT, 50"L, UNIVERSAL METAL HOSE COMP, U-140GS
5345000474 | ACTIVE | 03023216 | 03023216 | 20 | EA | TOOL | ABRASIVE, DISC, SANDING, AL OXIDE, 12"DIA, 80 GRIT, ANY MFG, BY DESCRP
5345000086 | ACTIVE | 03023216 | 03023216 | 21 | EA | TOOL | ABRASIVE, DISC, SANDING, AL OXIDE, 7"DIA, 60 GRIT, ANY MFG, BY DESCRP
5345000136 | ACTIVE | 03023216 | 03023216 | 46 | EA | TOOL | ABRASIVE, DISC, SANDING, AL OXIDE, 7"DIA, 120 GRIT, ANY MFG, BY DESCRP
6240315322 | ACTIVE | 99999999 | 03023301 | 9 | EA | ELEC/INS | LAMP, INDICATING, 120 V, ET-16, GE CO., 116B6708G5
0100004846 | ACTIVE | 03023301 | 03023301 | 16 | EA | ELEC/INS | LAMP, FLUORESCENT, PENTRON 3500K, 54 W, CED, FP54/835/HO/ECO, WU: WAREHOUSE 05 AREA BELOW NERC NEST
6240315264 | ACTIVE | 03023301 | 03023301 | 3 | EA | ELEC/INS | LAMP, INDICATOR, EXIT SIGN, 20 W, 120 V, T-6-1/2, 90 LM, PHILIPS LIGHTING CO, 20T612CF
6240312964 | ACTIVE | 03023301 | 03023301 | 20 | EA | ELEC/INS | LAMP, INDICATOR, 6 W, 145 V, DBL CONT BAYONET, S-6, CLR, 41 LM, 1500 HR, GE CO., 6S6DC
6240315330 | ACTIVE | 03023301 | 03023301 | 40 | EA | ELEC/INS | LAMP, INDICATOR, 6 W, 120-130 V, SC CANDELABRA SCR, S-6, CLR, 40 LM, 1500 HR, PHILIPS LIGHTING CO, 6S6130V
6240313764 | ACTIVE | 33333333 | 03023301 | 50 | EA | ELEC/INS | LAMP, BAYONET BASE, 10 W, 115-125 V, C-17, 3000 HR, CHICAGO MINIATURE, 27F266
6240314069 | ACTIVE | 03023302 | 03023302 | 275 | EA | ELEC/INS | LAMP, INCANDESCENT, MINTR, 28 V, 0.04 A, MIDGET GROVD, T-1-3/4, 10000 HR, GE CO., SR388
6240313319 | ACTIVE | 03023302 | 03023302 | 12 | EA | ELEC/INS | LAMP, INCANDESCENT, MINTR, 0.95 W, 6 V, 0.15 A, MINTR BAYONET, T-3-1/4, CLR, 4.148 LM, 20000 HR, SYLVANIA, 755
6240314333 | ACTIVE | 99999999 | 03023302 | 380 | EA | ELEC/INS | LAMP, INDICATOR, 28 V, 0.04 A, SC MIDGET FLGD, T-1-3/4, CLR, BAILEY CONTROLS CO, 1943272A1
0100001825 | ACTIVE | 03023303 | 03023303 | 98 | EA | ELEC/INS | LAMP, PILOT, 120 V, FULL VOLTAGE, LED, RED, ALLEN-BRADLEY CO., 800T-N320R
0100000934 | ACTIVE | 03023303 | 03023303 | 20 | EA | ELEC/INS | LAMP, BUTTON, TRIP, ALBA, ALBA-A-949-99, WU:UNIT 4 BTG EMERGENCY TRIP BUTTON
6240315454 | ACTIVE | 03023303 | 03023303 | 14 | EA | ELEC/INS | LAMP, INCANDESCENT, 4.3 W, 24 V, 0.18 A, CHICAGO MINIATURE, 27F180
6240315470 | ACTIVE | 03023303 | 03023303 | 70 | EA | ELEC/INS | LAMP, INCANDESCENT, MINTR, 3 W, 120 V, 0.025 A, SLIDE, T-2, CLR, 10000 HR, CHICAGO MINIATURE, 120PSB
6240313780 | ACTIVE | 03023303 | 03023303 | 43 | EA | ELEC/INS | LAMP, INCANDESCENT, FLASHLGT, 2.38 W, 4.75 V, 0.5 A, SC MINTR FLGD, B-3-1/2, 2.2 LM, 15 HR, SUNRAY LIGHTING INC., PR-13
6240313137 | ACTIVE | 03023303 | 03023303 | 94 | EA | ELEC/INS | LAMP, INCANDESCENT, MINTR, 0.74 W, 2.47 V, 0.3 A, SC FLGD, B-3-1/2, CLR, 5.657 LM, 30 HR, STEEL CITY DIV, PR-6
6240316668 | ACTIVE | 03023304 | 03023304 | 2 | EA | ELEC/INS | LAMP, INCANDESCENT, HALOGEN, 75 W, 12 V, BI-PIN, MR-16, 12000 LM, 4000 HR, BERGEMANN USA, INC., BP844200-0001, WU:FIBER OPTICS, U-3&4
6240316247 | ACTIVE | 03023304 | 03023304 | 20 | EA | ELEC/INS | LAMP, INCANDESCENT, 5.12 W, 32 V, 0.16 A, CANDELABRA SCR, 200 HR, CHICAGO MINIATURE, CM1224K
6240314721 | ACTIVE | 03023305 | 03023305 | 10 | EA | ELEC/INS | LAMP, INCANDESCENT, MINTR, 3.6 W, 36 V, 0.1 A, MINTR BAYONET, T-3-1/4, CLR, 26.397 LM, 1000 HR, CHICAGO MINIATURE, 1822
6240316585 | ACTIVE | 03023306 | 03023306 | 1 | EA | ELEC/INS | LAMP, INCANDESCENT, SEALED BEAM, 25 W, 12.8 V, SCR TERMS, PAR-36, 400 LM, 300 HR, GENERAL ELECTRIC LARGE LA, 4446
6240314366 | ACTIVE | 03023306 | 03023306 | 6 | EA | ELEC/INS | LAMP, INCANDESCENT, FLOOD, 150 W, 125-130 V, MED SKIRT, PAR-38, CLR, GTE SYLVANIA, 150PAR/CAP/FL 130V
6240314317 | ACTIVE | 03023306 | 03023306 | 3 | EA | ELEC/INS | LAMP, SEALED BEAM, 35 W, 12 V, 35 A, SCREW TERMINAL, PAR-36, CLR, 300 HR, GENERAL ELECTRIC CO., 4406
5307152461 | ACTIVE | 99999999 | 03023307 | 2 | EA | MECH | STUD, TURBINE, TAP, GENERAL ELECTRIC, U606P216L1412
4030000287 | ACTIVE | 99999999 | 03023316 | 1 | EA | TOOL | SHACKLE, ANCHOR, SCREW PIN, 1.630", 17 TON, 5.75", 2.38" IW, GALV STEEL, 1-1/2, CROSBY GROUP, 018614
4030000501 | ACTIVE | 03023316 | 03023316 | 10 | EA | TOOL | SHACKLE, ANCHOR, SCREW PIN, 1-1/4", 12 TON, CROSBY GROUP, 018572
4030000477 | ACTIVE | 03023316 | 03023316 | 2 | EA | TOOL | SHACKLE, ANCHOR, SCREW PIN, 1-3/8", 13-1/2 TON, CROSBY GROUP, 018598
4030000147 | ACTIVE | 03023316 | 03023316 | 2 | EA | TOOL | SHACKLE, ANCHOR, SCREW PIN, 1-1/8", 9-1/2 TON, CROSBY GROUP, 018556
0100001516 | ACTIVE | 03023317 | 03023317 | 89 | PK | SAFETY | CARD, SAFETY/INCIDENT OBSERVATION CARD, NON-OUTAGE, GOLD, PNM GRAPHICS, PNM 892 8/04, 25 EA/PKG
0100001520 | ACTIVE | 03023317 | 03023317 | 71 | PK | SAFETY | CARD, SAFETY/INCIDENT OBSERVATION CARD, SJGS, U-4 OUTAGE, YELLOW, PNM GRAPHICS, PNM 891-C 2/04, 25 EA/PKG
0100003121 | ACTIVE | 33333333 | 03023319 | 1 | EA | ELEC/INS | INDICATOR, FORK, XP, LVS200, BABCOCK & WILCOX, 6347994, WU: U3&4 BAGHOUSE ACI SYSTEM
0100003096 | ACTIVE | 33333333 | 03023319 | 1 | EA | ELEC/INS | BOARD, TIMER, DNC-T2006-A10, 120 V, 6 POSITION, BABCOCK & WILCOX, 6347958, WU: U3&4 BAGHOUSE ACI SYS
0100003120 | ACTIVE | 33333333 | 03023319 | 1 | EA | ELEC/INS | MODULE,RACK, SSR 4 PLACE,BABCOCK & WILCOX,6347990,WU: U-3&4 BAGHOUSE ACI SYS
0100003097 | ACTIVE | 03023319 | 03023319 | 6 | EA | ELEC/INS | SOLENOID, RCA 3D2-5-A1103B (GOYEN), 120 V, 22 WATTS W/22" WIRE LEADS, BABCOCK & WILCOX, 6347959, WU: U3&4 BAGHOUSE ACI SYSTEM
6150302641 | ACTIVE | 03023322 | 03023322 | 1 | EA | ELEC/INS | CABLE, ASSEMBLY, SO CORD/RIGHT HAND, #14 AWG, 4/C, 600, 90 DEG C, DIAMOND POWER, 349768-3007, WU:D-P SOOT BLOWER, U-1,2,3,4
6150302633 | ACTIVE | 03023322 | 03023322 | 2 | EA | ELEC/INS | CABLE, ASSEMBLY, SO CORD/LEFT HAND, #14 AWG, 4/C, 600, 90 DEG C, DIAMOND POWER, 53A008350W
6150302625 | ACTIVE | 03023322 | 03023322 | 2 | EA | ELEC/INS | CABLE, ASSEMBLY, SO CORD, #14 AWG, 4/C, 600, 90 DEG C, DIAMOND POWER, 332825-3020, WU:D-P SOOT BLOWER, UNIT 4
5330218610 | ACTIVE | 03023404 | 03023404 | 8 | EA | MECH | O-RING, 450, 10-1/2"ID X 1/4", BUNA-N, VALTEK, 001313-650-000
5330189993 | ACTIVE | 03023404 | 03023404 | 3 | EA | MECH | O-RING, VALTEK INC, 001114-650-000, WU:VALTEK 2" CONTROL VALVE, MARK I S/N 7642-5 600# MAX CV46
5330186304 | ACTIVE | 03023404 | 03023404 | 3 | EA | MECH | O-RING, 442, 7-1/4"ID X 1/4, BUNA-N, VALTEK INC, 001182-650-000
5330189183 | ACTIVE | 03023404 | 03023404 | 4 | EA | MECH | O-RING, 264, 7-1/4"ID X 1/8", BUNA-N, VALTEK INC, 001184-650-000
5330215145 | ACTIVE | 03023404 | 03023404 | 5 | EA | MECH | O-RING, 220, 1-3/8"ID X 1/8, VITON, VALTEK INC, 001181-650-000
5330218628 | ACTIVE | 03023404 | 03023404 | 5 | EA | MECH | O-RING, BUNA-N, VALTEK INC, 001312-650-000
5330218636 | ACTIVE | 03023404 | 03023404 | 2 | EA | MECH | O-RING, 331, 2-1/4"ID X 3/16", BUNA-N, VALTEK, 001718-650-000
5330182519 | ACTIVE | 03023404 | 03023404 | 5 | EA | MECH | O-RING, 020, 7/8"ID X 1/16", BUNA-N, VALTEK INC, 001183-650-000
5330180216 | ACTIVE | 03023404 | 03023404 | 13 | EA | MECH | O-RING, 016, 5/8"ID X 1/16, BUNA-N, VALTEK INC, 001112-650-000
5330223750 | ACTIVE | 03023415 | 03023415 | 1 | EA | MECH | SEAL, PRESSURE, ROCKWELL INTERNATIONAL, 413691
5330222257 | ACTIVE | 03023415 | 03023415 | 1 | EA | MECH | SEAL, PRESSURE, ROCKWELL INTERNATIONAL, 414040
3110060450 | ACTIVE | 03023416 | 03023416 | 4 | EA | MECH | ADAPTER, BEARING, SLEEVE, LOCKNUT & LOCKWASHER, BROWNING MFG, SNW 120-3-7/16
6105289034 | ACTIVE | 03023417 | 03023417 | 1 | EA | ELEC/INS | MOTOR, ELECTRIC, 1/6 HP, 1725 RPM, 230/460 V, 3 PH, 60 HZ, DIAMOND POWER 844621-0117 , WU:D-P SOOTBLOWER, SHOP ORDER DPSC502664C
6105289018 | ACTIVE | 99999999 | 03023417 | 1 | EA | ELEC/INS | MOTOR, ELECTRIC, 3/4 HP, 3450 RPM, 56J FR, 115/230 V, 1 PHASE, CAPACITOR START, 60 HZ, BALDOR, CJL1306A, DAYTON, 6K581C
6130000075 | ACTIVE | 33333333 | 03023422 | 1 | EA | ELEC/INS | CONVERTER, PNEUMATIC, CURRENT, 4-20 MA, 3-15 PSI, FOXBORO COMPANY, E69F-B12, WU:P.A.F.C.D.'S, UNITS 3&4
0100003272 | ACTIVE | 03023422 | 03023422 | 20 | FT | MECH | HOSE, CD DUCTHOSE THERMOID, 2" x 20', BABCOCK & WILCOX, 4702198, WU:U3&4 LOW NOX BURNERS
4810133761 | ACTIVE | 99999999 | 03023503 | 4 | EA | MECH | BUSHING, VALVE, STEM, 2-1/4"ID, 2.62" OD, 0.94" L, VALTEK, 017740-431-000, WU: PV-332F, U-3
4810132524 | ACTIVE | 03023503 | 03023503 | 7 | EA | MECH | BOLT, PACKING BOX, 3/8" X 2", 16 TPI, NON-ASB
4810132474 | ACTIVE | 99999999 | 03023503 | 9 | EA | MECH | BUSHING, VALVE, STEM, 1"ID, 1-1/4"OD, VALTEK, 017665-431-000, WU: VALVE IN YOKE ON 25 SQ/IN ACTUATOR, U-3&4
5945247566 | ACTIVE | 03023508 | 03023508 | 1 | EA | ELEC/INS | CONTACTOR, RELAY SERIES B, 50/50/50 A, 120 VAC, 3 POLE, FURNAS DEFINITE PURPOSE, SIEMENS, 42DF35AF, RCC START-UP BOILER
5999281198 | ACTIVE | 03023508 | 03023508 | 1 | EA | ELEC/INS | CONTACTOR, MAG, 120 V, 60 HZ, 3 POLE, FURNAS ELECTRIC, 42CF35AF, WU: RCC BRINE CONCENTRATOR
5905231139 | ACTIVE | 03023508 | 03023508 | 5 | EA | ELEC/INS | RHEOSTAT, WIRE WOUND, 3-5/8", STNLESS STL/PORCELAIN, 3.16 A, 150 W, 15 OHM, MILLER ELECTRIC MFG. CO., 222996
5975272559 | ACTIVE | 03023513 | 03023513 | 3 | EA | MECH | HANGER, FIXTURE, 1/2", APPLETON ELECTRIC COMPANY, JBK50BS
0100006432 | ACTIVE | 03023513 | 03023513 | 20 | EA | MECH | HANGER, GF-080/UX-060/400, 304 SS, PER DRWG# D-79471-1 SERIAL# 9-28279-H, HEAT EXCHANGER, 4-202139
0100006433 | ACTIVE | 03023513 | 03023513 | 20 | EA | MECH | HANGER, GF-030/UX-200, 304 SS, PER DRWG# D-79471-2, SERIAL# 9-28280-H, HEAT EXCHANGERS, 4-202138
6680340574 | ACTIVE | 03023522 | 03023522 | 2 | EA | MECH | FLOAT, STNLESS STL, APCO VALVE & PRIMER CORP., 153-14/34
6680340699 | ACTIVE | 03023522 | 03023522 | 1 | EA | MECH | FLOAT, STNLESS STL, APCO VALVE & PRIMER CORP., 200A-14-2/34
5330199091 | ACTIVE | 03023522 | 03023522 | 2 | EA | MECH | GASKET, COVER/VALVE, 6", LEXIDE, NON-ASBESTOS, APCO VALVE & PRIMER CORP, 153-3/A1, WU: PRIMER VALVE 6", S-153
6685367861 | ACTIVE | 33333333 | 03023604 | 2 | EA | ELEC/INS | CONTROLLER, PNEUMATIC, AUTO/MANUAL, ADJUSTABLE, BLTED, FOXBORO, C0146PD, WU:FOXBORO MDL 43AP, PNEU CNTRLR ST.B, RCC, U-3,4
3110061797 | ACTIVE | 03023607 | 03023607 | 1 | EA | MECH | WASHER, THRUST, LIMITORQUE VALVE CONTROLS, 60-552-0137-1
5360200363 | ACTIVE | 03023607 | 03023607 | 2 | EA | MECH | SPRING, RET, LIMITORQUE VALVE CONTROLS, 60-601-0027-1
5315155738 | ACTIVE | 03023607 | 03023607 | 2 | EA | MECH | PIN, ARM TRIPPER, LIMITORQUE VALVE CONTROLS, 60-555-0030-1
5999279242 | ACTIVE | 99999999 | 03023610 | 1 | EA | MECH | COUNTER, MECHANICAL, DWG, GENERAL ELECTRIC LARGE LA, 0161A5802R001, WU: GE 4160 SWITCHGEAR
5975268243 | ACTIVE | 99999999 | 03023611 | 2 | EA | ELEC/INS | BOX, ELECTRICAL, EXPLOSION PROOF, 1", 4 SIDE HUBS, CROUSE HINDS CO., GUAX36-SA
3030054948 | ACTIVE | 03023614 | 03023614 | 2 | MS | MECH | BELT, DRIVE, V/WDG, 0.625"W, 0.531"THK, 75.000" OUTER CIR, GATES RUBBER CO, 5VX750
5010000742 | ACTIVE | 03023617 | 03023617 | 12 | EA | MECH | ELEMENT, FILTER, PROBES, PALL-TRINITY MICRO CORP., C-20-12-2PF, WU:STACK ANALYZER PROBES, U-1,2,3,4
6210000961 | ACTIVE | 03023620 | 03023620 | 3 | EA | ELEC/INS | GLOBE, FIXTURE, GL, CLR, CROUSE HINDS COMPANY, EV-10
4810133217 | ACTIVE | 03023705 | 03023705 | 4 | EA | MECH | RING, RETAINING, VALTEK INC, 016680-029-002
5365216141 | ACTIVE | 03023708 | 03023708 | 1 | EA | MECH | SEAT,VALVE, RNG,#6 STELLITE,VALTEK INC,001096-825-000,WU: VALTEK 2" 600 # RATING VALVE
4140001498 | ACTIVE | 33333333 | 03023716 | 1 | EA | MECH | SHAFT, FAN, 1-3/16"OD, ZURN INDUST, F122557, WU:ZERN CLARAGE FAN, SERIES 1100, SIZE 7, TYPE CI, 4675RPM, U-4
3439000807 | ACTIVE | 03023716 | 03023716 | 15 | EA | OFF/JAN | BAG, TOOL, RD, LEATHER, BERING SALES, INC, BL 75, FOR: WELD SHOP
5975257816 | ACTIVE | 03023723 | 03023723 | 135 | FT | ELEC/INS | TUBING, HEAT SHRINK, 1", POLYOLEFIN, WH, ALPHA WIRE, FIT 221
5330226738 | ACTIVE | 03023801 | 03023801 | 2 | ST | MECH | PACKING,STEM,1-1/2"ID,NON-ASB,6 PIECES=1 SET,VALTEK INC,024246-452-000,WU:BLOCK & CONTROL VALVE, U-3&4
5330225854 | ACTIVE | 03023801 | 03023801 | 1 | ST | MECH | PACKING,VALVE,NON-ASB,VALTEK INC,024244-452-000
5330219626 | ACTIVE | 03023802 | 03023802 | 6 | ST | MECH | PACKING, CHEVRON, 0.88"ID, (8 PCS=1 SET), NON-ASB, VALTEK INC, 020750-927-000
5330218792 | ACTIVE | 03023802 | 03023802 | 4 | ST | MECH | PACKING, VEE, 0.88"ID, TEFLON, NON-ASB, 0-450 DEG F, VALTEK INC, 020749-925-000
5330223230 | ACTIVE | 03023802 | 03023802 | 1 | ST | MECH | PACKING, VALVE, TEFLON,.62 STEM (6 PCS=1SET) NON-ASB, VALTEK INC, 023582-925-000
5330171348 | ACTIVE | 33333333 | 03023802 | 2 | ST | MECH | PACKING,STEM,9/16"ID,TEFLON, NON-ASB,450 DEG F,6,VALTEK INC,020746-925-000
4810132516 | ACTIVE | 03023804 | 03023804 | 6 | EA | MECH | GASKET, VALVE, 6-1/4"OD, CORK, NON-ASBESTOS, VALTEK INC, 001823-813-000, WU:VALTEK VALVE FSV-304, FSV-404B
5330218669 | ACTIVE | 03023804 | 03023804 | 3 | EA | MECH | GASKET, 1.190", ALUM, VALTEK INC, 001824-606-000
5330186205 | ACTIVE | 03023804 | 03023804 | 2 | EA | MECH | GASKET, ADJUSTING SCREW, 1-1/2"ID X 2-1/8"OD X 1/16"THK, 150#, GARLOCK 7797, NON-ASBESTOS, VALTEK INC, 001631.655.000
5305155078 | ACTIVE | 03023804 | 03023804 | 5 | EA | MECH | GASKET, ADJUSTING SCREW, 15/16"IDX1-5/8"ODX1/16"THK,NEOPRENE, NON-ASBESTOS,VALTEK INC,001435.655.000,WU:LMSTONE FILTRATE TRNSFR TO CENTRATE TANK
5305155060 | ACTIVE | 03023804 | 03023804 | 9 | EA | MECH | GASKET, ADJUSTING SCREW, RUBBER, NON-ASBESTOS, VALTEK INC, 001501-655-000,WU:VALTEK 25" ACTUATOR, CHEMICAL PLANT
5330213678 | ACTIVE | 03023807 | 03023807 | 3 | EA | MECH | GASKET, BONNET, 2-7/8"ID X 3-1/4"OD X 5/32"THK, ROUND, TEFLON, NON-ASBESTOS, VALTEK INC, 001703-925-000
5330213686 | ACTIVE | 03023807 | 03023807 | 22 | EA | MECH | GASKET, SEAT RING, 2-1/8"ID X 2-1/2"OD X 1/8"THK, ROUND, TEFLON, NON-ASBESTOS, VALTEK INC, 001702-925-000
4730115294 | ACTIVE | 03023814 | 03023814 | 1 | EA | MECH | COUPLING, PIPE, REDUCING, 2" X 1" NPS, THDED, 316SS SA182F316, 3000 LBS, ANY MFG, BY DESCRP
4730102771 | ACTIVE | 03023814 | 03023814 | 1 | EA | MECH | COUPLING, PIPE, 2-1/2", 316 SS, THDED, 150#, ANY MFG, BY DESCRP
4810136772 | ACTIVE | 33333333 | 03023816 | 1 | EA | MECH | BONNET, VALVE, CNTRL, 4", 2500# RATING, VALTEK INC, 017087-150-000, WU:U-3&4; MARK I, 1.50" STEM, DIA 3.38" SPUD = %, CV-46
4810136723 | ACTIVE | 33333333 | 03023816 | 1 | EA | MECH | BONNET, VALVE, BLOCK, 3", 1500# RATING VALTEK INC., 002549-150-000, WU: BLK & CONTROL VLVS U-3&4
5330218685 | ACTIVE | 03023901 | 03023901 | 2 | EA | MECH | GASKET, BONNET, 8-1/2"ID X 9"OD, 304 SS, NON-ASBESTOS, VALTEK INC, 001799-868-000
4130000419 | ACTIVE | 03023903 | 03023903 | 6 | EA | MECH | INSERT, NEOPRENE, CAD PLATED SLEEVE, MARLEY, 334193, WU:225&300 CLS DRIVE SHAFT&TUBE, MARLEY COOLING TOWER DRY CELL, U-1&4
4130000377 | ACTIVE | 03023903 | 03023903 | 1 | EA | MECH | RETAINER, SHFT/OIL, MARLEY COOLING TOWER, 158725M
5330219279 | ACTIVE | 03023903 | 03023903 | 3 | ST | MECH | O-RING, KIT, SYNTHETIC RUBR, (1)6-1/2" X 6-3/4" X 1/8", (1)9" X 9-1/4"X1/8", (1)9-3/4" X 10"X1/8", MARLEY CT ITEM1.7A; P/N 211888M, (3 PCS/SET),
4810135998 | ACTIVE | 99999999 | 03023904 | 1 | EA | MECH | GLAND, PACKING, FLG, NON-ASB, VALTEK INC, 001655.211.000
4810131195 | ACTIVE | 03023904 | 03023904 | 4 | EA | MECH | LINER, GUIDE, GRAFOIL, 400-1500 DEG F, VALTEK INC, 007601-842-000
5305155193 | ACTIVE | 03023906 | 03023906 | 136 | EA | MECH | SCREW, SET, 1" X 1-1/4", HEX/SCKT, 8 TPI
4810137275 | ACTIVE | 03023907 | 03023907 | 1 | EA | MECH | RETAINER, SEAT, VALTEK INC, 001222.150.000
4810130619 | ACTIVE | 03023907 | 03023907 | 1 | EA | MECH | RETAINER, SEAT, 1"OD, 600 LB, VALTEK INC, 001139-150-000
4810134405 | ACTIVE | 03023909 | 03023909 | 1 | EA | MECH | CLAMP,STEM,SIZE 50,VALTEK INC,028515.164.000,2.62 SPUD
5305143579 | ACTIVE | 33333333 | 03023912 | 50 | EA | MECH | ANCHOR, TOGGLE, CONCRETE EXPANSION, 3/8"-16, 4", ANY MFG, BY DESCRP
5325000361 | ACTIVE | 03023912 | 03023912 | 71 | EA | MECH | ANCHOR, EXPANSION, HOLLOW WALL, 1/8", 5/16", STAR EXPANSION CO., BY DESCRP
5305146960 | ACTIVE | 03023912 | 03023912 | 75 | EA | MECH | ANCHOR, TOGGLE, CONCRETE EXPANSION, 1/4-20", 5", ANY MFG, BY DESCRP
5305146366 | ACTIVE | 03023912 | 03023912 | 53 | EA | MECH | ANCHOR, TOGGLE, CONCRETE EXPANSION, 3/16", 4", ANY MFG, BY DESCRP
5325000213 | ACTIVE | 03023912 | 03023912 | 100 | EA | MECH | ANCHOR, EXPANSION, SCREW, PLASTIC, #6/#8 SCR SIZE, IDEAL INDUSTRIES INC,90041
8415000259 | ACTIVE | 99999999 | 03023914 | 2 | EA | SAFETY | JACKET, RAIN, CHEMICAL, SM, PVC, CORDUROY COLLAR, EDMONT-WILSON, 973255
4810134215 | ACTIVE | 03023918 | 03023918 | 1 | KT | MECH | VALVE, KIT, PNEU, NON-ASB, PALL PNEUMATIC PROD., 1198070
4810134181 | ACTIVE | 03023918 | 03023918 | 7 | KT | MECH | VALVE, KIT, PNEU, 2", NON-ASB, PALL PNEUMATIC, 1200449, WU:PALL PNEU INSTR AIRDRYER 800DHA, U-1,2,3,4
4810134231 | ACTIVE | 03023918 | 03023918 | 1 | KT | MECH | VALVE, KIT, PNEU, 1-1/2", NON-ASB, PALL PNEUMATIC PROD., 1258671
4810134207 | ACTIVE | 03023918 | 03023918 | 1 | KT | MECH | VALVE, KIT, PNEU, NON-ASB, PALL PNEUMATIC PROD., 1198068
0100002670 | ACTIVE | 03023918 | 03023918 | 1 | EA | MECH | KIT, REPAIR, VALVE, APOLLO, 83A-00501, WU: DBA SYSTEM 1" BALL VALVE
4810132581 | ACTIVE | 33333333 | 03024003 | 1 | EA | MECH | PLUG, VALVE, 1-1/2" X 2", VALTEK INC, 002105-831-000
4810134090 | ACTIVE | 03024004 | 03024004 | 6 | EA | ELEC/INS | GUIDE, VALVE, BRONZE, VALTEK INC, 001021-433-000
4810134413 | ACTIVE | 03024004 | 03024004 | 7 | EA | MECH | GUIDE, BRONZE, 0.560"ID, PNM MACHINE SHOP, SJS-M489, WU:VALTEK VALVES, TV-319A&B, TV-419A&B, U-3&4
4810123218 | ACTIVE | 03024004 | 03024004 | 1 | EA | MECH | GUIDE, 4", BRONZE, PNM MACHINE SHOP, SJS-M482, WU:VALTEK VALVE MARK 1, 4", BOILER STEAM TEMP CONTROL, U-3&4
5945244167 | ACTIVE | 03024006 | 03024006 | 2 | EA | ELEC/INS | RELAY, INDUSTRIAL, 300 V, 120 V, 8 NO, 60/50 HZ, TERM SCR, ALLEN-BRADLEY CO., 700-P800A1
5945245560 | ACTIVE | 03024006 | 03024006 | 1 | EA | ELEC/INS | RELAY, INDUSTRIAL, 120 V, 4 NO, 60HZ, TERM SCR, ALLEN-BRADLEY CO., 700N400A1
5945248614 | ACTIVE | 03024006 | 03024006 | 1 | EA | ELEC/INS | RELAY, INDUSTRIAL, 115-120 V, 2 NO, 60HZ, TERM SCR, ALLEN-BRADLEY CO., 700-P200-A1
6240314325 | ACTIVE | 03024007 | 03024007 | 1 | EA | ELEC/INS | LIGHT, PILOT, 120 AC/DC V, RED, TERM SCR, FULL VAGE, ALLEN-BRADLEY CO., 800T-Q10R
6240313046 | ACTIVE | 03024007 | 03024007 | 2 | EA | ELEC/INS | LIGHT, PILOT, 120 V, RED, TERM SCR, SINGLE CONT BAYONET, ALLEN-BRADLEY CO., 800T-P16R
6210001472 | ACTIVE | 03024007 | 03024007 | 10 | EA | ELEC/INS | LENS, CAP, IND LMP, 1-1/8"ID, 1-3/8"OD, 1/8"THK, PLAST, AMBER, ALLEN-BRADLEY CO., 800T-N26A
6210000078 | ACTIVE | 03024007 | 03024007 | 12 | EA | ELEC/INS | LENS, CAP, IND LMP, 1-1/8"ID, 1-3/8"OD, 7/8"L, 1/8"THK, PLAST, WH, ALLEN-BRADLEY CO., 800T-N26W
6680338065 | ACTIVE | 33333333 | 03024012 | 2 | EA | ELEC/INS | PROBE,UCC,34119-6,WU: UCC ASH HANDLING SYSTEM, NUVAFEEDER PROBES
5999287039 | ACTIVE | 33333333 | 03024012 | 3 | EA | ELEC/INS | BOARD, PRINTED CIRCUIT, DT RLY, 120 V, ROBERTSHAW CONTROLS CO., 044KX169-02
5999275091 | ACTIVE | 03024012 | 03024012 | 2 | EA | ELEC/INS | BOARD, PRINTED CIRCUIT, LEVEL DETEC, ROBERTSHAW CONTROLS, 044KB525-85, WU:ROBERTSHAW LEVEL DETECTOR
0000000777 | ACTIVE | 33333333 | 03024012 | 6 | EA | MECH | GASKET, PUMP, NON-ASBESTOS, GEORGIA IRON WORKS, 621-0479P-54-03MIP, WU:LIMESTONE, AR PUMPS
0000000781 | ACTIVE | 03024012 | 03024012 | 10 | EA | MECH | GASKET, SHAFT SLEEVE, SS, NON-ASBESTOS, GEORGIA IRON WORKS, 621-0479P-07-03MIP, WU:LIMESTONE, AR PUMPS
5930230577 | ACTIVE | 03024013 | 03024013 | 1 | EA | ELEC/INS | SWITCH, PRESSURE, HIGH, ALLEN-BRADLEY CO., 836T-T253J, WU: PULVERIZER LUBE OIL SYS
0100006329 | ACTIVE | 33333333 | 03024014 | 2 | EA | ELEC/INS | CONTROLLER, ELECTRICAL, MICROLOGIX 110, 120/240 VAC, 16-PORT, ROCKWELL AUTOMATION, 1763-L16AWA, WU:BOILER AND ABSORBER AREA
0100006352 | ACTIVE | 03024014 | 03024014 | 2 | EA | ELEC/INS | MODULE,MICROLOGIX,4-CH CURRENT/VOLTAGE ANALOG INPUT,ROCKWELL AUTOMATION,1762-IF4,WU:BOILER AND ABOSRBER AREA
0100006337 | ACTIVE | 03024014 | 03024014 | 2 | EA | ELEC/INS | MODULE,POINT I/O 2 CHANNEL THERMOCOUPLE INPUT,24VDC,ROCKWELL AUTOMATION,1734-IT2I,WU:BOILER AND ABSORBER AREA
0100006348 | ACTIVE | 03024014 | 03024014 | 2 | EA | ELEC/INS | POWERSUPPLY,COMPACT,12-15V DC; 120/230V AC,7.5 A,90W,ROCKWELL AUTOMATION,1606-XLP90B,WU:BOILER AND ABSORBER AREA
0100006332 | ACTIVE | 03024014 | 03024014 | 2 | EA | ELEC/INS | MODULE,POINT I/O 2-CHANNEL ANALOG CURRENT OUTPUT,24VDC,ROCKWELL AUTOMATION,1734-OE2C,WU:BOILER AND ABSORBER AREA
5930235832 | ACTIVE | 03024014 | 03024014 | 2 | EA | ELEC/INS | SWITCH, LIMIT, RIGHT HAND, ALLEN-BRADLEY CO., 801-NX10
5930235824 | ACTIVE | 03024014 | 03024014 | 2 | EA | ELEC/INS | SWITCH, LIMIT, OEM, 600 AC/DC V, LEFT HAND, DIAMOND POWER, 847340-0011
0100006344 | ACTIVE | 03024014 | 03024014 | 1 | EA | ELEC/INS | MODULE,POINT I/O FIELD POTENTIAL DISTRIBUTOR,ROCKWELL AUTOMATION,1734-FPD,WU:BOILER AND ABSORBER AREA
0100006342 | ACTIVE | 03024014 | 03024014 | 2 | EA | ELEC/INS | MODULE,POINT I/O 8-CHANNEL SOURCE INPUT,24VDC,ROCKWELL AUTOMATION,1734IV8,WU:BOILER AND ABSORBER AREA
0100006341 | ACTIVE | 03024014 | 03024014 | 2 | EA | ELEC/INS | MODULE,POINT I/O 4-CH SOURCE OUTPUT, PROTECTED,24VDC,ROCKWELL AUTOMATION,1734-OB4E,WU:BOILER AND ABSORBER AREA
0100006346 | ACTIVE | 03024015 | 03024015 | 1 | EA | ELEC/INS | MECHANISM, CONTROLNET-TO-DEVICENET LINKING, ROCKWELL AUTOMATION, 1788-CN2DN, WU:BOILER AND ABSORBER AREA
0100006345 | ACTIVE | 03024015 | 03024015 | 1 | EA | ELEC/INS | MODULE,CONTROLLOGIX DEVICENET BRIDGE/SCANNER,ROCKWELL AUTOMATION,1756DNB,SCANNER, CLX, DEVICENET, 1756-DNB
0100006340 | ACTIVE | 03024015 | 03024015 | 1 | EA | ELEC/INS | ADAPTER, ELECTRICAL, POINT I/O DEVICENET, 24 V, WITH SUBNET EXPANSION, ROCKWELL AUTOMATION, 1734-ADNX, WU:BOILER & ABSORBER AREA
0100006331 | ACTIVE | 03024015 | 03024015 | 2 | EA | ELEC/INS | MODULE,POINT I/O 2-CHANNEL ANALOG CURRENT INPUT,ROCKWELL AUTOMATION,1734-IE2C,WU:BOILER AND ABSORBER AREA
0100006347 | ACTIVE | 03024015 | 03024015 | 2 | EA | ELEC/INS | POWERSUPPLY,24 V,3A,DEVICENET,ROCKWELL AUTOMATION,1606-XLEDNET3,WU:BOILER AND ABSORBER AREA
0100006338 | ACTIVE | 03024015 | 03024015 | 1 | EA | ELEC/INS | MODULE,DEVICE INTERFACE,ROCKWELL AUTOMATION,1734-PDN,WU:BOILER AND ABSORBER AREA
0100006336 | ACTIVE | 03024015 | 03024015 | 2 | EA | ELEC/INS | MODULE,POINT DIGITAL CONTACT OUPUT,24VDC,ROCKWELL AUTOMATION,1734-OW4,WU:BOILER AND ABSORBER AREA
0100006334 | ACTIVE | 03024015 | 03024015 | 2 | EA | ELEC/INS | MODULE,POINT I/O 4-CHANNEL INPUTE,120 VAC,ROCKWELL AUTOMATION,1734IA4,WU:BOILER AND ABSORBER AREA
0100006343 | ACTIVE | 03024015 | 03024015 | 2 | EA | ELEC/INS | MODULE,POINT I/O DIGITAL CONTACT OUTPUT,24VDC,ROCKWELL AUTOMATION,1734-OW2,WU:BOILER AND ABSORBER AREA
0100006325 | ACTIVE | 03024016 | 03024016 | 2 | EA | ELEC/INS | MODULE,CLX THERMOCOUPLE,6 CHANNEL,ALLEN-BRADLEY,1756-IT6I,WU:BOILER AND ABSORBER AREA
0100006323 | ACTIVE | 03024016 | 03024016 | 1 | EA | ELEC/INS | MODULE,CLX AC FUSED OUTPUT,2A PER POINT,74-132 VAC,8-POINT 20 PIN,ROCKWELL AUTOMATION,1756-OA8E,WU:BOILER AND ABSORBER AREA
0100006328 | ACTIVE | 33333333 | 03024016 | 2 | EA | ELEC/INS | RELAY, MICROLOGIX 1200 POWER/INPUT FET, 24 DC V, 40-CH, ROCKWELL AUTOMATION, 1762-L40BXBR, WU:BOILER AND ABSORBER
0100006322 | ACTIVE | 33333333 | 03024016 | 2 | EA | ELEC/INS | MODULE,CLX,74-265 VAC,16-CH (20-PIN),ROCKWELL AUTOMATION,1756-OA16,WU:BOILER AND ABSORBER AREA
6105288739 | ACTIVE | 33333333 | 03024016 | 2 | EA | ELEC/INS | CONTACTOR, MOTOR STARTER, 12.8 A, 110 V , 60 HZ, 3 POLE, SIZE 2, 1 NO 1 NC, ALLEN-BRADLEY CO., 509-COD, WU: PRECIPITATOR
5975262683 | ACTIVE | 33333333 | 03024016 | 2 | EA | ELEC/INS | STATION, PUSHBUTTON, START/STOP, 600 V, 2, ALLEN-BRADLEY CO., 800T-2TAR
0100006324 | ACTIVE | 03024016 | 03024016 | 2 | EA | ELEC/INS | MODULE,CLX 8 CH AC/DC ISOLTED RELAY OUTPUT,10-265 VAC/5-150 VDC,2-PTS (36 PINS),ROCKWELL AUTOMATION,1756-OX8I,WU:BOILER/ABSORBER AREA
0100006327 | ACTIVE | 03024016 | 03024016 | 2 | EA | ELEC/INS | MODULE,MICROLOGIX 4 CHANNEL ANALOG COMBO,ROCKWELL AUTOMATION,1762-IF2OF2,WU:BOILER AND ABSORBER AREA
0100006333 | ACTIVE | 03024017 | 03024017 | 4 | PK | MECH | CARTRIDGE, RPLCMNT CARBON FLTR, 2 PER BOX, HIGH EFFCNCY PROPRIETARY POLY COASLESCER, COMBO FILTER W/FLASHBACK, KATEC, 3602, (PKG OF 2)
0100006330 | ACTIVE | 03024017 | 03024017 | 1 | EA | MECH | FILTER, HIGH EFFICIENCY CMBNTION CARBON, W/EXTREME DUTY ALUM FILTER BASE, KATECK INC, 3601, WU:USED WITH MODEL 5000 AEROSOLV CAN RECYCLING SYS
0100006335 | ACTIVE | 03024017 | 03024017 | 1 | EA | MECH | GASKET, STANDARD, 2.0"ID X 3.5"OD X 0.125"THK, AEROPRENE, KATEC INC, 5129
0100001595 | ACTIVE | 99999999 | 03024024 | 6 | BX | OFF/JAN | FORM, ENERGY ISOLATION CLEARANCE, PNM GRAPHICS, PNM 1556 9/04, (1100 SH/BX)
5360199300 | ACTIVE | 99999999 | 03024104 | 8 | EA | MECH | SPRING, GENERAL ELECTRIC COMPANY, U695B001K0871
5360198682 | ACTIVE | 99999999 | 03024104 | 27 | EA | MECH | SPRING, GENERAL ELECTRIC COMPANY, U695D003M0928
5360198914 | ACTIVE | 99999999 | 03024104 | 12 | EA | MECH | SPRING, GENERAL ELECTRIC COMPANY, U695C005N0875
5360202633 | ACTIVE | 99999999 | 03024104 | 40 | EA | MECH | SPRING, GENERAL ELECTRIC COMPANY, 183A4708P0002
5360200025 | ACTIVE | 99999999 | 03024104 | 6 | EA | MECH | SPRING, GENERAL ELECTRIC COMPANY, U695E004N0981
3960000184 | ACTIVE | 03024113 | 03024113 | 2 | EA | MECH | ROLLER, GUIDE, ALIMAK ELEVATOR COMPANY I, 480248, WU:LINDEN ALIMAC MINI SCANDOSTACK ELEVATOR
4820127175 | ACTIVE | 99999999 | 03024113 | 1 | AS | MECH | VALVE, DISCHARGE/SUCTION, NON-ASB, AMF CUNO/PROCESS EQUIP, 5053-03
5330215012 | ACTIVE | 03024116 | 03024116 | 10 | EA | MECH | GASKET, NUVA COUPLING, 6", HT-WHITE, NON-ASBESTOS, UNITED CONVEYOR CORP, 17338-1, WU:NUVA FEEDER SYSTEM
0100005124 | ACTIVE | 03024213 | 03024213 | 2 | EA | ELEC/INS | CABLE, ASSEMBLY, SCANNER, FPS # 6660-1007, 23'L, BABCOCK & WILCOX, 2308171
0100003002 | ACTIVE | 03024213 | 03024213 | 3 | EA | ELEC/INS | KIT, TERMINATION, BABCOCK & WILCOX, 2333111, FOSSIL POWER SYSTEMS INC, 9040-9249, WU:U-3&4 BURNERS
6850413557 | ACTIVE | 99999999 | 03024213 | 5 | BX | CHEM | GAS, COMPRESSED, DISSOLVED TEST, OXY, CHEMETRICS INC., R-7540, WU: CHEMICAL LAB SUPPLIES
0100003001 | ACTIVE | 03024213 | 03024213 | 8 | EA | MECH | O-RING, 2-210, 3/4" X 1/8", VITON 75, BABCOCK & WILCOX, 4566305, WU:ATOMIZER TUBE UNITS 3&4 BURNER OIL GUNS
4320080437 | ACTIVE | 03024215 | 03024215 | 1 | EA | MECH | PUMP, OIL, GARDNER-DENVER, 8504709, WU: G-D BLOWER, MDL 11CDL23B, S/N 21187. FLY ASH #2
3110059510 | ACTIVE | 03024215 | 03024215 | 3 | EA | MECH | BEARING, CYLINDRICAL ROLLER, 2.7559ID, 5.9055"OD, 1.3780"W, CONSOLIDATED BRG CO, NJ314, WU: G-D BLOWR, FLYASH BLOWER, U-1, 3 & 4
3110065210 | ACTIVE | 03024215 | 03024215 | 3 | EA | MECH | BEARING, CYLINDRICAL ROLLER, 2.3622"ID, 5.1181"OD, 1.2205"W, SKF NJ312ECJ
3110061995 | ACTIVE | 33333333 | 03024219 | 3 | EA | MECH | BEARING, BALL, SINGLE ROW /THRUST, 3.5433"ID, 8.8583"OD, 2.1260"W, ANGULAR CONT/FLUSH GRN, FAFNIR BRG, 7418PWSU,WU:G-D BLOWER MODEL 11C
3110060740 | ACTIVE | 33333333 | 03024219 | 4 | EA | MECH | BEARING, SINGLE ROW/THRUST, 2.9528"ID, 7.4803"OD, 1.7717"W, ANGULAR CONT/FLUSH GRN, SKF 7415 BCBM
3110072471 | ACTIVE | 33333333 | 03024219 | 3 | ST | MECH | BEARING, CONE/CUP, 3.2500"ID, 4.5625"OD, 0.8125"W,TAP, 41726, GARDNER-DENVER CO., 8508459, WU 001 G-D BLOWER
5360200462 | ACTIVE | 99999999 | 03024220 | 1 | EA | MECH | SPRING, ASSY, GENERAL ELECTRIC COMPANY, 244A3017P0001
5360199623 | ACTIVE | 03024220 | 03024220 | 11 | EA | MECH | SPRING, GENERAL ELECTRIC COMPANY, U695D005R0928
5307152214 | ACTIVE | 99999999 | 03024302 | 4 | EA | MECH | STUD, TURBINE, TAP, GENERAL ELECTRIC, U606P313L1850
5307152263 | ACTIVE | 33333333 | 03024302 | 17 | EA | MECH | STUD, TURBINE, THROUGH, GENERAL ELECTRIC, U605P214L1150
5945247004 | ACTIVE | 03024303 | 03024303 | 1 | EA | ELEC/INS | RELAY, WITH OFF-DELAY TIMER (P/N 3002192611), ALIMAK ELEVATOR CO, 3002192414, WU: LINDEN-ALIMAC MINI SCANDOR STACK ELEVATOR
4320084090 | ACTIVE | 03024314 | 03024314 | 1 | EA | MECH | SHAFT, IMPELLER, W-20, PNM MACHINE SHOP, SJS-M451
5365216646 | ACTIVE | 03024316 | 03024316 | 1 | EA | MECH | RING, ADPTR/CVR, WORTHINGTON, 960190-1, WU:WORTH PMP MDL D1011, 4X3X10, A20, FRAME 3, WASTE STORAGE
5365215283 | ACTIVE | 03024316 | 03024316 | 1 | EA | MECH | RING, ADPTR/CVR, W-20, WORTHINGTON PUMP CORP, 960184-01
5365216604 | ACTIVE | 03024316 | 03024316 | 1 | EA | MECH | RING, WEAR, CSNG, ALLOY 20, WORTHINGTON, 390012,WU:WORTH PMP MDL D-1011, SIZE 4X3X10 MTRL A20, FRAME 3 S/N Y726259
5365216802 | ACTIVE | 03024316 | 03024316 | 1 | EA | MECH | BUSHING, STUFFING BOX, WORTHINGTON PUMP, 390082-00, WU:WORTH PMP MDL D1011, S/N Y681136, SEED RECYCLE, RCC, 3&4
4320077110 | ACTIVE | 03024401 | 03024401 | 1 | EA | MECH | RING, LANTERN, STUFFING BOX/UPPER, GOULDS PUMPS INC., R76289
4320076971 | ACTIVE | 33333333 | 03024401 | 2 | EA | MECH | RING, LANTERN, TEFLON, GOULDS PUMPS, 76775, WU:GOULDS SLUDGE POND RECIRC PUMPS, 3196-ST-1
4320084272 | ACTIVE | 03024403 | 03024403 | 3 | EA | MECH | NUT, SLEEVE, RIGHT HAND, SS, PNM MACHINE SHOP, SJSM-91, GOULDS, R74777-1-1101
4320084280 | ACTIVE | 03024403 | 03024403 | 2 | EA | MECH | NUT, SLEEVE, LEFT HAND, SS, PNM MACHINE SHOP, SJS-M91, WU:GOULDS PUMP, S/N 233B989, MDL3415, 12X14-18" INPELLER, RAW H2O PUMP
4320084306 | ACTIVE | 03024403 | 03024403 | 1 | EA | MECH | RING, OIL,THRUST, GOULDS PUMPS INC., ITEM #114, P/N A00017A07-1618
5365213346 | ACTIVE | 03024403 | 03024403 | 2 | EA | MECH | BUSHING, STUFFING BOX, PNM MACHINE SHOP, SJS-M496, WU: GOULDS PUMP MODEL 3415
5307150127 | ACTIVE | 99999999 | 03024407 | 30 | EA | MECH | STUD, TAP, GENERAL ELECTRIC, U607P310L0825, WU:GE TURB 170X650,170X763,170X764 COMBINED REHEAT VLV HEAD, U-1,3 4
4810119547 | ACTIVE | 33333333 | 03024408 | 1 | EA | MECH | HOLDER, DISC, STEM, DRESSER INDUSTRIAL VALVE, 1576901
5950249077 | ACTIVE | 33333333 | 03024501 | 1 | EA | ELEC/INS | COIL,STARTER,380/460 V,50/60 HZ,4 SOLDER TABS,GENERAL ELECTRIC,55-501493G4
5950252501 | ACTIVE | 03024501 | 03024501 | 1 | EA | ELEC/INS | COIL,CONTINUOUS DUTY,125 DC V,R.G.LAURENCE CO, 40063P0X5,WU 001 LAURENCE ROTARY SHAFT TYPE SOLENOID
5950247816 | ACTIVE | 03024501 | 03024501 | 1 | EA | ELEC/INS | COIL, 125 DC V, ASCO, 222-184-16D, WU: VALVE 8308C34F, INSTRUMENTATION
5950248756 | ACTIVE | 03024501 | 03024501 | 1 | EA | ELEC/INS | COIL,SOLENOID VLV,110/120 V,50/60 HZ,ASCO,649824,WU 001 SOLENOID AND VALVE PARTS STOCK
5340188431 | ACTIVE | 99999999 | 03024502 | 1 | EA | MECH | CARTRIDGE, LOAD, HILTI, PURPLE, BOOSTER, 27 CALIBER, HILTI FASTENING SYS, SQEW # 00050307; 3/240, WU:HILTI PN DX400B HIGH VELOCITY POWER ACTUA
5340188290 | ACTIVE | 03024502 | 03024502 | 1 | EA | TOOL | CARTRIDGE, LOAD, RED, BOOSTER, 27 CALIBER, HILTI FASTENING, 3/220, WU:HI-VELOCITY POWER ACTUATE STUD DRIVER,(1EA=1 PKG OF 100)
5325000098 | ACTIVE | 03024502 | 03024502 | 95 | EA | MECH | ANCHOR, EXPANSION, BOLT, 303 SS, 1/2", 11/16", 2", HILTI FASTENING SYSTEMS, HDI X 1/2
5325000064 | ACTIVE | 03024502 | 03024502 | 33 | EA | MECH | ANCHOR, EXPANSION, BOLT, 3/4", 1-3/8", 3-3/16", HILTI FASTENING SYSTEMS, HDIX 3/4"
5325000205 | ACTIVE | 03024502 | 03024502 | 32 | EA | MECH | ANCHOR, CONCRETE, DROP IN, MASONRY, 1/2", ANY MFG, BY DESCRP
5325000163 | ACTIVE | 03024502 | 03024502 | 20 | EA | MECH | ANCHOR, EXPANSION, BOLT, 3/8", 5/8", 1-9/16", HILTI FASTENING SYSTEMS, HDI 3/8
5325000189 | ACTIVE | 03024502 | 03024502 | 31 | EA | MECH | ANCHOR, CONCRETE/EXPANSION, BLT, 1/4", 7/16", 1", OLIN CORPORATION, DS 14
6685368299 | ACTIVE | 33333333 | 03024503 | 1 | EA | ELEC/INS | TRANSDUCER, PRESSURE, 0-27" WC, 15 PSIG, ASCO, TA31A11, WU: TURBINE LUBE OIL VAPOR EXTRACT
5305146317 | ACTIVE | 03024506 | 03024506 | 291 | EA | MECH | SCREW, CAP, 1/4" X 3", HEX, ZINC PLTD CS, 28 TPI, GRD 5
4720001645 | ACTIVE | 03024513 | 03024513 | 1 | AS | MECH | HOSE, LINE, 1/4", 22'6"L, MNPT, GATES RUBBER, 4C2AT, (CONSIST OF (23') 4C2AT REEL, (2) 44MP, (2) 4PC1FA)
5930233100 | ACTIVE | 99999999 | 03024514 | 1 | EA | ELEC/INS | SWITCH, AUXILIARY, OEM, GENERAL ELECTRIC CO, 0137A9192R011
5930236145 | ACTIVE | 33333333 | 03024514 | 2 | EA | ELEC/INS | SWITCH, PRESSURE, OEM, GENERAL ELECTRIC, CR127A 408AM
4810121709 | ACTIVE | 03024514 | 03024514 | 1 | EA | ELEC/INS | VALVE, SOLENOID, 3-WAY, 1/4", BRS BODY, FNPT, 125 PSI, 120 DC V, 33 W, 3/16" ORIFICE, 50/60 HZ, NON-ASB, ASCO, 8300D58RU, NON EXPLOSIVE
4810124448 | ACTIVE | 33333333 | 03024514 | 1 | EA | ELEC/INS | VALVE, SOLENOID, 4-WAY, 3/8", BRS BODY, FNPT, 250 PSI, 110/120 V, 16.7 W, 50/60 HZ, NON-ASB, ASCO, EF8344G1MO
4810120909 | ACTIVE | 03024514 | 03024514 | 1 | EA | ELEC/INS | VALVE, SOLENOID, 2-WAY/NC, 1/2", BRS, FNPT, 5-200 PSI, 110/120 V, 6.1AC/8.1DC W, 5/8" ORIFICE, 50/60 HZ, NON-ASB, ASCO, 8210G2
4820128090 | ACTIVE | 03024518 | 03024518 | 3 | EA | MECH | VALVE, DRAIN, MODEL PDV 400, 3-230 PSIG, NON-ASB, 120V/24VA, 60HZ, PALL PNEUMATIC PROD., PDV400
5365210532 | ACTIVE | 03024601 | 03024601 | 2 | EA | MECH | SPACER,BEARING,2.953 IN,GARDNER-DENVER COMPANY,8500037
3110067935 | ACTIVE | 03024601 | 03024601 | 2 | EA | MECH | SPACER,BEARING,OEM,GARDNER-DENVER COMPANY,8504506
5365209120 | ACTIVE | 33333333 | 03024601 | 2 | EA | MECH | SPACER,BEARING,OEM,GARDNER-DENVER COMPANY,8500036
5330185538 | ACTIVE | 03024602 | 03024602 | 12 | EA | MECH | GASKET, COVER, NON-ASBESTOS, GARDNER-DENVER COMPANY, 8502800
5360200496 | ACTIVE | 03024613 | 03024613 | 12 | EA | MECH | SPRING, LOCKING, GENERAL ELECTRIC CO., 733-328X648
5999275117 | ACTIVE | 03024614 | 03024614 | 6 | EA | ELEC/INS | CONTACTOR, 50 A, 110 V, 3 PH, COATES HEATER CO., INC., 21000900, WU: START-UP BOILER MODEL 244SC-5
5945246188 | ACTIVE | 03024706 | 03024706 | 1 | EA | ELEC/INS | RELAY, THERM, OVERLOAD, SQUARE D. COMPANY, A16.2
4730103183 | ACTIVE | 03024711 | 03024711 | 3 | EA | MECH | NIPPLE, PIPE, SWAGED, CARBON STEEL, 1" SW X 3/4" THDED, SCH 80, SA234WPBN SMLS, ANY MFG BY DESCRP
4730114842 | ACTIVE | 03024711 | 03024711 | 14 | EA | MECH | NIPPLE, PIPE, SWAGE, FORGED STEEL, 3/4" X 1/2" SOCKET WELD ENDS, SCH 80, SA234WPBN SMLS, MSS-SP95, ANY MFG BY DESCRP
5950252337 | ACTIVE | 03024719 | 03024719 | 1 | EA | ELEC/INS | TRANSFORMER, CONTROL, 0.15 kVA, TELEMECANIQUE, B150BTZ13JK
5950250414 | ACTIVE | 03024719 | 03024719 | 1 | EA | ELEC/INS | TRANSFORMER, CONTROL, 0.05 kVA, 230/460 PR V, 115 SEC V, TELEMECANIQUE, 9785-T1
5310157341 | ACTIVE | 03024721 | 03024721 | 2 | EA | MECH | WASHER, OEM, WESTINGHOUE, 363B414H06, WU:WEST TRBN HP-IP 13A3631-1 REHEAT STOP&TRIP PILT VLV IL1250-3417, U2
0100001861 | ACTIVE | 03024805 | 03024805 | 20 | LB | TOOL | ELECTRODE, WELDING, ROD, 1/8, SS, E320L, MILL TEST REPORT REQ'D, (10# CONT), OXFORD ALLOYS, BY DESCRP, INSPECTION REQ'D
5905218391 | ACTIVE | 03024805 | 03024805 | 1 | EA | ELEC/INS | VARISTOR, GENERAL ELECTRIC COMPANY, V100ZA3
0100001859 | ACTIVE | 03024806 | 03024806 | 39 | LB | TOOL | ELECTRODE, WELDING, TIG ROD, 1/8"DIA, HELIARC, ER320LR, MILL TEST REPORT REQ'D, (10# CONT), OXFORD ALLOYS, BY DESCRP, INSPECTION REQ'D
5310162200 | ACTIVE | 03024806 | 03024806 | 161 | EA | ELEC/INS | NUT, SPRING, 1/2", STEEL, KIN-LINE, 672-1/2, WU:A&C SERIES CHANNELS, STRUCTURES, PLANT WIDE
4730129816 | ACTIVE | 03024816 | 03024816 | 1 | EA | MECH | ELBOW, PIPE, LR, SA234WPB SEAMLESS, 45 DEG, NPS, 4", SCH XH, BUTTWELD, ANY MFG BY DESCRP
5315160969 | ACTIVE | 99999999 | 03024823 | 4 | EA | MECH | KEY, ELEVATION, GENERAL ELECTRIC, 182A1261P0001
6110295042 | ACTIVE | 99999999 | 03024910 | 1 | EA | ELEC/INS | ROD,OPERATING,OEM,GENERAL ELECTRIC CO.,281B708G-8
4820124081 | ACTIVE | 03024911 | 03024911 | 1 | EA | MECH | VALVE, BALL, 1-1/2", FNPT, SS, SA351 CF8M BODY, 3 PIECE, APOLLO, 86A-107-01, ANSI 600 CLASS, SA317L BALL, NON ASB
4730111855 | ACTIVE | 03024916 | 03024916 | 11 | EA | MECH | CAP, PIPE, 4" NPS, SW, FS, SA105, 3000 LB, ANY MFG, BY DESCRP
5945247152 | ACTIVE | 99999999 | 03025007 | 1 | EA | ELEC/INS | UNIT, DROPOUT, 4160 V, GENERAL ELECTRIC, 721-264B951G32
5305148339 | ACTIVE | 03025014 | 03025014 | 11 | EA | MECH | SCREW, CAP, 1" X 5", HEX, 316 SS, 8 TPI
5305147802 | ACTIVE | 99999999 | 03025014 | 12 | EA | MECH | SCREW, CAP, 1" X 3", HEX, 316 SS, 8 TPI
0100005761 | ACTIVE | 33333333 | 03025103 | 5 | EA | MECH | BAR, EXTRACTOR, EATON-KENWAY, BY DESCRP, WU: MINI LOAD
0100005763 | ACTIVE | 33333333 | 03025103 | 1 | EA | MECH | BEARING, TRUNNION, EATON-KENWAY, C3-3090-01, WU: MINI LOAD
0100005765 | ACTIVE | 33333333 | 03025103 | 6 | EA | MECH | CAM, FOLLOWER, MCGILL, CCF 1-1/2 SB, EATON-KENWAY, W45115, 339, MM0Z4, WU: MINI LOAD
0100005766 | ACTIVE | 33333333 | 03025103 | 4 | EA | MECH | CAM, FOLLOWER, MCGILL, CF 2 SB, EATON-KENWAY, W57075, 399, MM0Z5, WU: MINI LOAD
0100005764 | ACTIVE | 33333333 | 03025103 | 10 | EA | MECH | CAM, FOLLOWER, MCGILL, CF 3/4 SB, EATON-KENWAY, 03-4505-99, MM0Z3, WU: MINI LOAD
0100005762 | ACTIVE | 33333333 | 03025103 | 22 | EA | MECH | CAM, FOLLOWER, MCGILL, CFH 1-3/4, WU: MINI LOAD
0100005767 | ACTIVE | 33333333 | 03025103 | 10 | EA | MECH | CAM, YOKE, MCGILL, CYR 2 S, EATON-KENWAY, 05-7320-96, MM0W5, WU: MINI LOAD
0100005768 | ACTIVE | 33333333 | 03025103 | 4 | EA | TOOL | CHAIN, DIAMOND CHAIN CO, 40 RIV 10', EATON-KENWAY, X-1466-010, WU: MINI LOAD
0100005769 | ACTIVE | 33333333 | 03025103 | 1 | EA | MECH | SHAFT, EATON-KENWAY, C3-3070-01, WU: MINI LOAD
0100005770 | ACTIVE | 33333333 | 03025103 | 1 | EA | MECH | SPROCKET, W/3/4" BORE, EATON-KENWAY, 025774, WU: MINI LOAD
0100005496 | ACTIVE | 03025104 | 03025104 | 2 | EA | MECH | ACTUATOR, LINEAR, 8" STROKE, 230 VAC, 500# LOAD, ELECTRAK, ALP22-05B5-08D
4730107309 | ACTIVE | 03025110 | 03025110 | 13 | EA | MECH | NOZZLE, SLOPE, 3/8", SS, 3/16"ORIFICE, UCC, 40366-3
5950250505 | ACTIVE | 99999999 | 03025114 | 1 | EA | ELEC/INS | TRANSFORMER, CONTROL, MTA, 0.75 kVA, 230/460 PR V, 115 SEC V, 60HZ, ABB POWER T&D CO., 1F0913
4730132000 | ACTIVE | 99999999 | 03025116 | 2 | EA | MECH | ADAPTER, TUBING, OEM, SS, 3/8" SWEAT X PIPE, 8000 PSI, CAJON CO/SWAGELOK, SS-6-MPW-A-6TSW
4730120633 | ACTIVE | 03025116 | 03025116 | 7 | EA | MECH | UNION, TUBING, 1/2", STNLESS STL, SCKT WELD, CAJON COMPANY, SS-8-TSW-6
5330186940 | ACTIVE | 99999999 | 03025122 | 1 | EA | MECH | GASKET, NON-ASBESTOS, GENERAL ELECTRIC COMPANY, 261A8192-P-1
4730105659 | ACTIVE | 03025212 | 03025212 | 1 | EA | MECH | SOCKOLET, 5" - 3" X 3/4" NPS, SA182F316L, 3000 LB, ANY MFG, BY DESCRP
4730103225 | ACTIVE | 03025212 | 03025212 | 3 | EA | MECH | SOCKOLET, 2-1/2" - 2" X 1/2" NPS, SA182F316L, 3000 LB, ANY MFG, BY DESCRP
4730119239 | ACTIVE | 03025212 | 03025212 | 1 | EA | MECH | SOCKOLET, 12" - 6" X 3/4" NPS, SA182F316L, 3000 LB, ANY MFG, BY DESCRP
3110059536 | ACTIVE | 99999999 | 03025214 | 2 | EA | MECH | BEARING, TAPERED CONE, 4.25"ID, 1.4375"W, FEDERAL-MOGUL, 56425, WU: BURHANS-SHARPE LIME SLRRY AGIT,MOD 3-44,U3&4 RCC; ALSO EQ.# 419-860-3006
4320089164 | ACTIVE | 04010101 | 04010101 | 2 | EA | MECH | TUBE, PUMP, 3/4" WALL THICKNESS, 47"LONG, POLY-PLASTIC, RYAN HERCO PROD CORP., 6505-411
0100007089 | ACTIVE | 33333333 | 04010101 | 10 | PK | SAFETY | RESPIRATOR, POUCH, KIMTECH N95, 6PKS/CASE, 50EA/BAG, BENDABLE NOSE PIECE, WHITE, BLUE HEADBAND, NOT FOR MEDICAL USE, NOT FOR COVID19
5330190363 | ACTIVE | 04010102 | 04010102 | 11 | EA | MECH | GASKET, FULL FACE, 20" X 1/8"THK, 150#, W/1-1/4" HOLES, TETRAGLASS CLOTH (NO SUB), NON-ASBESTOS, ANCHOR PACKING CO, BY DESCRP
6210002363 | ACTIVE | 04010103 | 04010103 | 1 | AS | ELEC/INS | FIXTURE, LIGHT, ASSY, (92W LED = TO 400W HPS), CEILING, W/GUARD/GLOBE/BALST/BX, HAZLUX, XSL315UNTGCC3
5945248994 | ACTIVE | 33333333 | 04010104 | 9 | EA | ELEC/INS | RELAY, GE, DIACC5B, DIGITAL OVERCURRENT, PROTECTIVE TYPE
6210002330 | ACTIVE | 04010204 | 04010204 | 1 | EA | ELEC/INS | FIXTURE, LIGHT, HIPR SOD, 400 W, CEILING, HAZLUX, XSL320UNTGCC2
6210000177 | ACTIVE | 04010204 | 04010204 | 1 | AS | ELEC/INS | FIXTURE, LIGHT, ASSY, 120/208/240/277 V, 150 W, W/GUARD/GLOBE/BALST/BX, HAZLUX, XSL307UNTGLP2, HAZLUX ONLY MFG
6210000136 | ACTIVE | 33333333 | 04010205 | 2 | EA | ELEC/INS | GLOBE, FIXTURE, HOLOPHANE, RF01202-BULK
6250000236 | ACTIVE | 99999999 | 04010303 | 8 | EA | ELEC/INS | BALLAST, LIGHTING, MERC VAPOR, 120/220 V, 400 W, WIDE LITE CORPORATION, 400FMQV
5330183210 | ACTIVE | 04010501 | 04010501 | 3 | EA | MECH | GASKET, FULL FACE, 36" X 1/8"THK,150#, NON-ASBESTOS, RICHARD KLINGER INC., C4400
5330199653 | ACTIVE | 04010501 | 04010501 | 6 | EA | MECH | GASKET, FULL FACE, 20" X 1/8"THK, 150#, NON-ASBESTOS, THE ANCHOR PACKING CO, BY DESCRP
0100006177 | ACTIVE | 04010502 | 04010502 | 1 | EA | MECH | SHAFT, TAKE UP SECT, DRW# 5-4901-115-1, TAKE-UP SECTION-DFC., RH DR, 26-1/2", UCC, 491902, WU:U1 ECONOMIZER ASH SYS
0100003058 | ACTIVE | 33333333 | 04010504 | 64 | EA | MECH | BEARING, CARBON, BABCOCK & WILCOX, 6346909, WU: U1-4 BAGHOUSE INLET DAMPER
0100005243 | ACTIVE | 33333333 | 04010505 | 1 | EA | ELEC/INS | TUBE, MAGNETIC FLOW 304 SS, 12", 150 ANSI CS FLNGS, MF CLASS1 DIV2, EBONITE LINING, HASTELLOY ELECTRODES, FOXBORO INC., 9112A-SICA-BHJ-GN
0100001403 | ACTIVE | 04010600 | 04010600 | 395 | EA | SAFETY | RESPIRATOR, DISPOSABLE, MASK, MOLDEX 2360, P100, THREE M, 2360P100, (5EA/PK)
0100006272 | ACTIVE | 04010601 | 04010601 | 8 | EA | MECH | GASKET,19"ID X 28"OD X 1/2"THK, LYDALL, 20BH, ANY MFG, BY DESCRP, WU:U3&4 PULV.COAL PIPING
0100006273 | ACTIVE | 04010601 | 04010601 | 15 | EA | MECH | GASKET, 20"ID X 27"OD X 1/2"THK, LYDALL, 20BH, ANY MFG , BY DESCRP, WU:U3&4 PULV.COAL PIPING
0100003057 | ACTIVE | 33333333 | 04010604 | 32 | EA | MECH | BEARING, DODGE LT-700, CARBON, BABCOCK & WILCOX, 6241427, WU: U1-4 BAGHOUSE OUTLET/INLET DAMPER
5010004405 | ACTIVE | 04010701 | 04010701 | 36 | EA | MECH | ELEMENT, FILTER, AIR/DISPSBL, 10"W, 20"L, 2"THK, 60% EFFNCY, AMERICAN AIR FILTER CO, 143-012-027, WU:TLPHONE PBX ROOM, AIR CON DUCT,PAN/PLEA
9515000736 | ACTIVE | 04010704 | 04010704 | 7 | BX | STRUC | SHIM, STOCK, 12"W, 50"L, 0.031"THK, 302 SS, THE ANCHOR PACKING CO., BY DESCRP
0100006267 | ACTIVE | 04010801 | 04010801 | 8 | EA | MECH | GASKET, 20"ID X 28"OD X 1/2"THK, LYDALL, 20BH, ANY MFG, BY DESCRP, WU:U3&4 PULV.COAL PIPING
0100006274 | ACTIVE | 33333333 | 04010801 | 7 | EA | MECH | GASKET, 17-1/2"ID X 25"OD X 1/2"THK, 22-3/4" BOLT CIRCLE, 16-7/8" HOLES CENTER PIPE, LYDALL, 20BH, ANY MFG, BY DESCRP, WU:U3&4 PULV
9510000129 | ACTIVE | 04010901 | 04010901 | 16 | EA | STRUC | STOCK, BAR, FLAT, 12" W, 24"L, 1/2"THK, LOW CARBON, ANY MFG, BY DESCRP, PRECISION GROUND, FREE MACHINING
7920000705 | ACTIVE | 04010901 | 04010901 | 2 | EA | TOOL | FRAME,DUSTMOP, W/HANDLE,30 IN
0100005251 | ACTIVE | 04010904 | 04010904 | 5 | EA | MECH | KIT, AIRLOCK BOTTOM, CONVERT STYLE I TO IV, DIAMOND POWER, A-19147A, WU:ALL UNITS BH AIRLOCKS
5010001104 | ACTIVE | 04011001 | 04011001 | 3 | EA | MECH | ELEMENT, FILTER, AIR/INLET SILENCER, POLYESTER FELT MEDIA, INDUSTRIAL FILTER, M615-5, WU:75 HP BD BLOWER, FLYASH UNLOADER, U-1,2,3&4
0100005251 | ACTIVE | 04010904 | 04011004 | 10 | EA | MECH | KIT, AIRLOCK BOTTOM, CONVERT STYLE I TO IV, DIAMOND POWER, A-19147A, WU:ALL UNITS BH AIRLOCKS
5010004512 | ACTIVE | 33333333 | 04011005 | 6 | EA | MECH | ELEMENT, FILTER, 15.81" ID ,22" OD, 18.75" L, WEBSTER ASSOC, 321-1318K105, WU:SOOTBLOWING AIR COMPRESSORS
5010001955 | ACTIVE | 04011101 | 04011101 | 36 | EA | MECH | ELEMENT, FILTER, AIR, DISPOSABLE FACET GLASS,11-1/2"W, 30"L, 1"THK, GL, KOCH FILTER, C&I 11-1/2 X 30 X 1, WU:VOLTAGE REGULATOR CUBICLE, U-1,3,4
3426000034 | ACTIVE | 04011102 | 04011102 | 9 | EA | ELEC/INS | ANODE, PLT, 6"DIA, 1-5/8"THK, 15/16"CENTER HOLE, 3/8" ANTI ROTATION HOLE, 7/8" CENTER TO CENTER OF HOLES, ZINC MIL-A-18001K, BELMONT METALS,
0100002537 | ACTIVE | 04011202 | 04011202 | 2 | EA | MECH | SHAFT, TAIL END, UNITED CONVEYOR 3-61088, PNM MACH SHOP SJS-M1003, WU:ALL UNITS, PADDLE MIXER MDL 4024/19
0000000483 | ACTIVE | 33333333 | 04011203 | 50 | FT | MECH | SKIRT, BOARD RUBBER, 8" WIDE, 50 FT., 3/4" THK, ASGCO, ADS-ORG-1908B, DURA SEAL COMP.
0100005414 | ACTIVE | 04011204 | 04011204 | 1 | EA | ELEC/INS | CELL, POWER, 100A, SIEMENS, A1A0000424.100, WU:LAKE STATION
5010000205 | ACTIVE | 04011205 | 04011205 | 3 | EA | MECH | FILTER, AIR, AIRMAZE, DA-185-826, WU: GARDNER-DENVER CYCLO BLOWER (7CDL14H)
9515000728 | ACTIVE | 04011301 | 04011301 | 2 | BX | STRUC | SHIM, STOCK, 12"W, 50"L, 0.025"THK, 302 SS, THE ANCHOR PACKING CO., BY DESCRP
5315160225 | ACTIVE | 04011302 | 04011302 | 2 | EA | MECH | PIN, GENERAL ELECTRIC COMPANY, 271A8255P0001
5307150192 | ACTIVE | 99999999 | 04011302 | 2 | EA | MECH | STUD, TAP, GENERAL ELECTRIC, U606P11 9L2075, WU:GE TRBN 170X763,170X764 SEQ#520K,SHEL HI PRES INR,HOLE 061-064,U3&4
0000000483 | ACTIVE | 33333333 | 04011303 | 50 | FT | MECH | SKIRT, BOARD RUBBER, 8" WIDE, 50 FT., 3/4" THK, ASGCO, ADS-ORG-1908B, DURA SEAL COMP.
4310072899 | ACTIVE | 04011305 | 04011305 | 4 | EA | MECH | ELEMENT, FILTER, AIR, 24"W, 24"L, 11-1/2"THK, 2 MICRON/99.97%, DOLLINGER, VE-3305-2424-164, AL FRAME, WU: I-R FLYASH CONVNG BLWR
9515000694 | ACTIVE | 04011401 | 04011401 | 6 | BX | STRUC | SHIM, STOCK, 12"W, 50"L, 0.015"THK, 302 SS, THE ANCHOR PACKING CO., BY DESCRP
4730135607 | ACTIVE | 33333333 | 04011402 | 1 | EA | MECH | MANIFOLD, NOZZLE, DRAWING NO. 3-2715-23, UCC, 270402, WU: BA HOPPERS, UNITS 1, 2, 3 & 4 (RE: POKE HOLE OR INSPECTION PORT)
4810129504 | ACTIVE | 04011404 | 04011404 | 1 | EA | MECH | DIAPHRAGM, RLF, 37-3/4" OD,.020 +.003 -.001, ALUM DISC, GE, 297A2370P0002, WU:GE TRBNES 170X763,170X764, SEQ 0202, U-3&4
4310072899 | ACTIVE | 04011305 | 04011405 | 4 | EA | MECH | ELEMENT, FILTER, AIR, 24"W, 24"L, 11-1/2"THK, 2 MICRON/99.97%, DOLLINGER, VE-3305-2424-164, AL FRAME, WU: I-R FLYASH CONVNG BLWR
5330191031 | ACTIVE | 04011501 | 04011501 | 1 | EA | MECH | GASKET, DOOR, 1", NON-ASBESTOS, ANY MFG, BY DESCRP, WU:BOILER ACCESS DOOR
0100005833 | ACTIVE | 04011600 | 04011600 | 4 | CS | OFF/JAN | CLEANER, HAND, SOAP, 2 LT, (4/CS), NATURAL POWER WASH, DEB, BRADY INDUST, CM3021
5307150275 | ACTIVE | 33333333 | 04011602 | 2 | EA | MECH | STUD, TAP, GENERAL ELECTRIC, U7002D26L4350
0100005539 | ACTIVE | 04011603 | 04011603 | 1 | EA | MECH | KIT, SPROCKET, SHT C/O TAKE UP, STOCK EQUIPMENT CO., V414681.B01, WU:ALL UNITS STOCK FEEDERS
3910000433 | ACTIVE | 04011603 | 04011603 | 1 | AS | MECH | SHAFT, SPROCKET ASSY, STOCK EQUIPMENT CO., V382427.B02
5670000057 | ACTIVE | 04011701 | 04011701 | 9 | EA | SAFETY | TREAD, STAIR, EDGE, 36"L, CI, ANY MANUFACTURER, BY DESCRIPTION
5670000065 | ACTIVE | 99999999 | 04011701 | 8 | EA | SAFETY | TREAD, STAIR, EDGE, 42"L, CI, ANY MANUFACTURER, BY DESCRIPTION
5307150168 | ACTIVE | 33333333 | 04011703 | 1 | EA | MECH | STUD, TURBINE, TAP, GENERAL ELECTRIC, U7002D26L3400
0100005622 | ACTIVE | 04011704 | 04011704 | 1 | EA | MECH | ELEMENT, FILTER, AIR, 10"ID X 15-1/2"OD X 18"H,W/O-RING ON ID, FILTER SUPPLY, KA1000-029, WU: UNIT 4, BAGHOUSE ATLAS COPCO AIR COMPRESSORS
5010001039 | ACTIVE | 04011801 | 04011801 | 17 | EA | MECH | CARTRIDGE, OIL, 2-5/8"ID, 6-1/4"OD, 18"L, PAPR, FILTER CONTROL, RL-718-5
5330226712 | ACTIVE | 99999999 | 04011901 | 47 | EA | MECH | SEAL, RADIAL, INTER, 27-1/2, STL, ABB AIR PREHEATER INC., D-41096-C, WU:SECONDRY AIR PREHTR MDL AP-3066, S/N#5533, F/HOT&COLD ENDS OF ROTOR
0100002534 | ACTIVE | 33333333 | 04011902 | 2 | EA | MECH | VALVE, CHECK, TILTING DISC, 3", CS, SA216WCB BODY, BW, SCH 160, 1500#, STELLITE FACED TRIM, ASME B16.34, NON-ASB, ROCKWELL EDWARDS, FIG B15
5330226423 | ACTIVE | 99999999 | 04012001 | 20 | EA | MECH | SEAL, RADIAL ,INNER/AIR SIDE, #12 USG ALLOY STL, ABB AIR PREHEATER INC., D-66811
0100006238 | ACTIVE | 04012002 | 04012002 | 25 | EA | MECH | DIFFUSER, FLIGHT-DFC, 20", UCC, 491908, WU:U1 ECONOMIZER ASH SYS
4030000600 | ACTIVE | 04012003 | 04012003 | 1 | EA | TOOL | STRAPPING, SHIPPING, BANDING, 5/8"W, 0.020"THK, BLK, STANLEY INDUSTRIAL HARDWARE, 139-10-20, WU: BANDING MACHINE
5330226449 | ACTIVE | 04012101 | 04012101 | 49 | EA | MECH | SEAL, RADIAL,I NTER/COLD END, #12 USG ALLOY STL, ABB AIR PREHEATER INC., D-66382
5307152529 | ACTIVE | 33333333 | 04012102 | 2 | EA | MECH | STUD, TURBINE, TAP, GENERAL ELECTRIC, U606P224L2962
6850412849 | ACTIVE | 04012103 | 04012103 | 2 | EA | OFF/JAN | ABSORBENT, OIL/GREASE, BOOM, 10'L, 5" DIA, (4EA/PK) QUADCO, WB510SN, WU:ABSORS OIL IN POND #3
4810129298 | ACTIVE | 99999999 | 04012104 | 1 | EA | MECH | VALVE, ITEM 11 OF ASSY, OEM, NON-ASB, GENERAL ELECTRIC CO., 125D577BA-1-11-C02
4810125981 | ACTIVE | 04012104 | 04012104 | 4 | EA | MECH | GUIDE, GENERAL ELECTRIC, 254A9745P0101
5330226571 | ACTIVE | 99999999 | 04012201 | 34 | EA | MECH | STRIP, SEAL, BACK/BYPASS/COLD END, ABB AIR PREHEATER INC., E-49349, WU:B&W RADIANT BLR,PRI AIRPREHEATER SIZE28-1/2 X 75-1/2, S/N6396,U3&4
5330226548 | ACTIVE | 04012201 | 04012201 | 30 | EA | MECH | STRIP, SEAL, BACK/AXIAL/INTERMEDIAT, ABB AIR PREHEATER INC., D-1-46708
3915000255 | ACTIVE | 04012202 | 04012202 | 3 | EA | MECH | WELDMENT, BELT SUPT PAN, STOCK EQUIP, V411786.B01, WU:STOCK GRAVIMETRIC FEEDER MDL 4766-28; MAIN FUEL STOCKFEEDERS, U-1&4
3915000255 | ACTIVE | 04012202 | 04012203 | 2 | EA | MECH | WELDMENT, BELT SUPT PAN, STOCK EQUIP, V411786.B01, WU:STOCK GRAVIMETRIC FEEDER MDL 4766-28; MAIN FUEL STOCKFEEDERS, U-1&4
3110073941 | ACTIVE | 04020102 | 04020102 | 2 | EA | MECH | HOUSING, PILLOW BLOCK, SKF INDUSTRIES INC, SAF526
3110058504 | ACTIVE | 99999999 | 04020102 | 2 | EA | MECH | HOUSING, PILLOW BLOCK, 2-15/16"ID, BROWNING, SAF 517
4130000336 | ACTIVE | 33333333 | 04020103 | 1 | ST | MECH | GEAR, SPIRAL BEVEL, PIN SHAFT, OIL SLINGER, LOCKNUTS, LOCKWASHERS, PLACE BOLTS, MARLEY COOLING TOWER, 285080M
0100001853 | ACTIVE | 33333333 | 04020104 | 2 | EA | MECH | BEARING, SLEEVE, HP TURBINE, 1/8" UNDERSIZED & UNFINISHED, GE, 215D4337G0001
0100006179 | ACTIVE | 04020104 | 04020104 | 1 | EA | MECH | BEARING, ROLLER, 4" FLOATING, TAKE-UP SECTION-DFC., RH DR, 26-1/2", UCC, 36395-4, WU:U1 ECONOMIZER ASH SYS, DRWG# 5-4901-115-1
0100006178 | ACTIVE | 04020104 | 04020104 | 1 | EA | MECH | BEARING, ROLLER, 4" FIXED, TAKE-UP SECTION-DFC., RH DR, 26-1/2", UCC, 36395-3, WU:U1 ECONOMIZER ASH SYS, DRWG# 5-4901-115-1
6230000041 | ACTIVE | 33333333 | 04020105 | 26 | EA | ELEC/INS | LIGHT, STRINGER,12 AWG, 50', 5 BULB/3 PRONG STRT, ALLWIRE, LL-105-123PG
0100002585 | ACTIVE | 33333333 | 04020200 | 2 | BX | SAFETY | BAG, STORAGE, INSULATION, 38" X 60", 6 MIL, CLEAR, DEWEES TOOL & SUPPLY, 63860C
3110058488 | ACTIVE | 33333333 | 04020201 | 2 | EA | MECH | HOUSING, PILLOW BLOCK, BROWNING, SAF 520
0100006420 | ACTIVE | 33333333 | 04020202 | 1 | EA | MECH | BEARING, THRUST 8" JHJ LESS COLLAR, HYDROTEX DYNAMICS INC, 2306970, WU:U3&4 BFP
3110073594 | ACTIVE | 33333333 | 04020202 | 2 | EA | MECH | BEARING, ROLLER, PILLOW BLOCK, 2 BLT, CI HSNG,PB-2342, SKF IND. INC,SYRX3-15/16, WU:SYS/PUL NO. 4A/3, 4A/4, 4A/9, 5A/TCA, 5B/2, 5B/4, 5B/TCB
3110073552 | ACTIVE | 33333333 | 04020202 | 2 | EA | MECH | BEARING, ROLLER, 2 BLT, CI HSNG, PB-2239, SKF IND. INC, SYR3-7/16
0100006231 | ACTIVE | 04020203 | 04020203 | 1 | EA | MECH | BEARING, ROLLER, 5" FLOATING, SECTION-DRIVE, RH, 26-1/2" DFC, UCC, 36395-2, WU:U1 ECONOMIZER ASH SYS, DRWG# 5-4901-157Z1-3
0100006230 | ACTIVE | 04020203 | 04020203 | 1 | EA | MECH | BEARING, ROLLER, 5" FIXED, SECTION-DRIVE, RH, 26-1/2" DFC, UCC, 36395-1, WU:U1 ECONOMIZER ASH SYS, DRWG# 5-4901-157Z1-3
3110073966 | ACTIVE | 99999999 | 04020204 | 1 | EA | MECH | HOUSING, PILLOW BLOCK, SKF INDUSTRIES INC, SASF538
6240316841 | ACTIVE | 04020205 | 04020205 | 13 | EA | ELEC/INS | LAMP, QUARTZ, HALOGEN, 1000 W, TWIN HEAD CONVERTIBLE TRIPOD TOWER, SAMON'S, SL-1005
3130062569 | ACTIVE | 33333333 | 04020301 | 1 | EA | MECH | BEARING, ROLLER/FLOATING, PILLOW BLOCK, 2 BOLT, 3-15/16ID, 14.25 IN, 3.3125 IN, CI HOUSING, LINK-BELT CHAIN & SPROCKE, B22463H
3130063328 | ACTIVE | 04020301 | 04020301 | 1 | AS | MECH | BEARING, ROLLER, PILLOW BLOCK, 4 BOLT, CI HSNG, TORRINGTON CO BRG DIV, FSAF22517AC3 X 2-15/16"
3130063062 | ACTIVE | 33333333 | 04020301 | 5 | EA | MECH | BEARING, SINGLE ROW/THRUST, 6.2992"ID, 11.4173"OD, 1.8898"W, ANGULAR CONT, FAG BRG CORP., 7232BMPUA
3110074279 | ACTIVE | 33333333 | 04020301 | 1 | EA | MECH | BEARING, PILLOW BLOCK, MERRICK WEIGH FEEDERS, B791, LIMESTONE
3020055574 | ACTIVE | 33333333 | 04020302 | 1 | EA | MECH | GEAR, DRIVE, SIZE 3HR, RIGHT HAND/INTER, PHILADELPHIA GEAR CORP., 46035-4640
3020055582 | ACTIVE | 33333333 | 04020302 | 1 | EA | MECH | GEAR, HR3 LEFT HAND/INTER, PHILADELPHIA GEAR CORP., 46035-4641
3110058868 | ACTIVE | 33333333 | 04020303 | 2 | EA | MECH | HOUSING, PILLOW BLOCK, 4-7/16"ID, BROWNING, SAFS 526
3110061136 | ACTIVE | 99999999 | 04020303 | 1 | EA | MECH | HOUSING, PILLOW BLOCK, 5-7/16"ID, SKF, SAF532N, WU:ROBINS ENG COAL HNDLNG TRIPPERS, U-3&4
4810137531 | ACTIVE | 33333333 | 04020304 | 1 | EA | MECH | BODY, VALVE, LH, POLY, KOMLINE-SANDERSON ENGINEE, P2075-00052D01, WU: LIMESTONE
5330180190 | ACTIVE | 04020400 | 04020400 | 1 | SH | MECH | GASKET, BULK MATERIAL, 1/8"THK X 4'L X 4'W, TEFLON SHEET, NON-ASBESTOS, THE ANCHOR PACKING CO, BY DESCRP
5330213496 | ACTIVE | 04020400 | 04020400 | 6 | EA | MECH | GASKET, MATERIAL 1/32"THK, 4'L X 4'W, TEFLON SHEET, NON-ASBESTOS, THE ANCHOR PACKING CO, BY DESCRP
5330206318 | ACTIVE | 04020400 | 04020400 | 4 | SH | MECH | GASKET, SHEET, 60"L X 60"W, 1/32"THK, NON-ASBESTOS, THE ANCHOR PACKING CO, BY DESCRP
5330198168 | ACTIVE | 04020400 | 04020400 | 2 | SH | MECH | GASKET, SHEET, 1/8"THK X 78"L X 36"W, NEOPRENE, NON-ASBESTOS, ANCHOR PACKING CO, BY DESCRP,(APPROX WEIGHT 1-SH=20LBS)
5330206409 | ACTIVE | 04020400 | 04020400 | 3 | SH | MECH | GASKET, SHEET, 36"L X 36"W, 1/8"THK , CORPRENE, NON-ASBESTOS, THE ANCHOR PACKING CO., BY DESCRP
5330206417 | ACTIVE | 04020400 | 04020400 | 24 | LB | MECH | GASKET, SHEET, 4'L X 4'W, 1/8"THK, TEFLON, NON-ASBESTOS, THE ANCHOR PACKING CO, BY DESCRP
5330176560 | ACTIVE | 04020400 | 04020400 | 6 | LB | MECH | GASKET, BULK, SHEET, 1/32"THK, 4'L, 4'W, VIRGIN TEFLON, NON-ASBESTOS, A.W.CHESTERTON CO.,2000 #2262
5330186551 | ACTIVE | 04020400 | 04020400 | 12 | LB | MECH | GASKET, BULK, 1/16"THK, 4'L, 4'W, VIRGIN TEFLON, SHEET, NON-ASBESTOS, THE ANCHOR PACKING CO, BY DESCRP
5330206383 | ACTIVE | 04020400 | 04020400 | 7 | LB | MECH | GASKET, SHEET, 36"L X 36"W,1/32"THK, CORPRENE, NON-ASBESTOS, ANCHOR PACKING CO,BY DESCRP
5330206391 | ACTIVE | 04020400 | 04020400 | 16 | LB | MECH | GASKET, SHEET, 36"L X 36"W X 1/16"THK, CORPRENE, NON-ASBESTOS, ANCHOR PACKING CO, BY DESCRP
5330192625 | ACTIVE | 04020400 | 04020400 | 3 | LB | MECH | GASKET, SHEET, 1/64"THK, CELLULOSE FIBER, OIL PAPER, NON-ASBESTOS, CRANE 444, THE ANCHOR PACKING CO, BY DESCRP
5330198143 | ACTIVE | 04020400 | 04020400 | 11 | LB | MECH | GASKET, SHEET, 3/16"THK X 48"L X 36"W, NEOPRENE, NON-ASBESTOS, THE ANCHOR PACKING CO, BY DESCRP
5330174243 | ACTIVE | 04020400 | 04020400 | 50 | LB | MECH | GASKET, BULK, 1/4"THK, 36"W, RED RUBBER, 416, NON-ASBESTOS, THE ANCHOR PACKING CO, 416 REGULAR
5330181990 | ACTIVE | 04020401 | 04020401 | 1 | SH | MECH | GASKET, BULK, 1/8"THK X 60"L X 60"W, SHEET, NON-ASBESTOS, THE ANCHOR PACKING CO, 425, WU: PLANT WIDE
3110073446 | ACTIVE | 33333333 | 04020402 | 1 | EA | MECH | BEARING, SPHERICAL, 6.6929"ID, 12.2047"OD, 3.3858"W, SELF-ALIGNING/TAP,SKF IND.INC, 22234CCKW33,WU:SYS/PUL NO. 4B/2, 4B/4, 4B/5, 5C/3, 5D/3
3110073602 | ACTIVE | 04020402 | 04020402 | 1 | EA | MECH | BEARING, ROLLER, PILLOW BLOCK, 2 BLT, CI HSNG, PB-2239, REXNORD, REX ZA-2307, WU: SYS/PUL NO. 3B/5, 4A/5
3110073503 | ACTIVE | 33333333 | 04020402 | 2 | EA | MECH | BEARING, ROLLER, 2 BLT, CI HSNG, PB-2239, LINK-BELT CHAIN & SPROCKT, PEB22455H, WU: SYS/PUL NO. 3B/4
3110073495 | ACTIVE | 33333333 | 04020402 | 2 | EA | MECH | BEARING, ROLLER, 2 BLT, CI HSNG, PB-2235, LINK-BELT CHAIN & SPROCKE, PB22455H, WU:SYS/PUL NO. 3A/4, 3B/4
3110073487 | ACTIVE | 33333333 | 04020402 | 1 | EA | MECH | BEARING, ROLLER, PILLOW BLOCK, 2 BLT, CI HSNG, PB-2069, LINK-BELT CHAIN & SPROCKT, PB22447H, WU: SYS/PUL NO. 3B/2
3110062803 | ACTIVE | 04020403 | 04020403 | 1 | EA | MECH | HOUSING, PILLOW BLOCK, FOUR BOLT HOLES, BROWNING, SAF 532, WU:SYS/PUL NO. 3C/1CM, 3C/1CN, 3C/1CP, 3C/1CQ, 3C/2, 3D/1DF,3D/1DG, 3D/1DH, 3D/1DJ, 3D
3110057902 | ACTIVE | 04020403 | 04020403 | 1 | EA | MECH | HOUSING, PILLOW BLOCK, CI, 24-3/4"L, 6-3/4"W, 5-15/16"ID, BROWNING, SAF 534, WU:SYS/PUL NO. 4A/2, 4B/4, 4B/5, 5C/3, 5D/3
3110067620 | ACTIVE | 04020404 | 04020404 | 1 | EA | MECH | BEARING, LINESHAFT, A=13, JOHNSTON PUMP, 45874-A, WU:JOHNSTON THS PUMP MDL 80, S/N TH2201-2, U-3&4
6240316833 | ACTIVE | 04020405 | 04020405 | 20 | EA | ELEC/INS | LAMP, QUARTZ, HALOGEN, 500 W, SINGLE HEAD CONVERTIABLE TRIPOD MINI TOWER, SAMON'S, SL-1022
5330189738 | ACTIVE | 04020500 | 04020500 | 3 | SH | MECH | GASKET, SHEET, 1/16"THK X 60"L X 60"W, GARLOCK 3000, NON-ASBESTOS, STYLE 3000, GARLOCK INC, 3000
5330206631 | ACTIVE | 04020500 | 04020500 | 17 | LB | MECH | GASKET, SHEET, 36"L X 36"W, 3/32"THK, CRANE 444, NON-ASBESTOS, ANCHOR PACKING CO, BY DESCRP
5330195370 | ACTIVE | 04020500 | 04020500 | 20 | FT | MECH | GASKET, MATERIAL, 1/8"THK X 36"W, NEOPRENE, NON-ASBESTOS,104, ANCHOR PACKING CO, BY DESCRP,(10FT/RO=33LBS)
5330206623 | ACTIVE | 33333333 | 04020500 | 18 | YD | MECH | GASKET, SHEET, 3/64"THK, NON-ASBESTOS, CRANE 444, THE ANCHOR PACKING CO, BY DESCRP
5330183426 | ACTIVE | 04020500 | 04020500 | 50 | LB | MECH | GASKET, BULK, 1/2"THK, 3'L X 4'W, SHEET, NEOPRENE/WINGPRENE, NON-ASBESTOS, ANCHOR PACKING CO, BY DESCRP
5330210187 | ACTIVE | 04020501 | 04020501 | 17 | FT | MECH | GASKET, MATERIAL, 1/8"THK, 60"W, (1 LB PER SQ FT) BLACK NEOPRENE, NON-ASBESTOS, ANY MFG, BY DESCRP
5365213239 | ACTIVE | 99999999 | 04020502 | 2 | ST | MECH | BUSHING, BEARING, SLEEVE, SIEMENS-ALLIS, 55-900-528-501, WU:S-A MOTOR MDL 148, VAPOR COMPRESSOR MOTOR, BC 4, U-3&4
3110067786 | ACTIVE | 33333333 | 04020504 | 6 | EA | MECH | BEARING, DRIVE END, DRV/OPPOSITE END, GENERAL ELECT, 34C540117-701
4140000367 | ACTIVE | 04020600 | 04020600 | 48 | AS | MECH | DIFFUSER, STONE, ASSEMBLY, UCC, 3802-4, WU:UCC FLY ASH HANDLING SYS, U-1,2,3,4
3040058509 | ACTIVE | 99999999 | 04020601 | 1 | EA | MECH | ROD,PISTON,10 IN,25-1/2" STROKE,UCC,44293,WU:UCC 10" HYDRAULIC CYL TYPE 2 -4301-14, U-1,2,3,4
0100006886 | ACTIVE | 33333333 | 04020601 | 1 | EA | MECH | SHAFT, CHAIN DRIVE, 15-3/8" LONG, 4140 MAT'L, PNM MACHINE SHOP, SJS-M70, WU: FLY ASH CONVEYING BLOWER, U-3&4
0100006887 | ACTIVE | 33333333 | 04020601 | 1 | EA | MECH | SHAFT, CHAIN DRIVE, 23-5/8" LONG, 4140 MAT'L, PNM MACHINE SHOP, SJS-M66, WU: FLY ASH CONVEYING BLOWER, U-3&4
0100006010 | ACTIVE | 33333333 | 04020602 | 1 | EA | ELEC/INS | KIT, MAGNETIC MOTOR STARTER RETROFIT, NEMA 4, 120VAC, EATON CORP, AN19SN0AE300-CRK, WU:ALL UNITS, RIVERSTATION
5307150143 | ACTIVE | 99999999 | 04020604 | 2 | EA | MECH | STUD, THROUGH, GENERAL ELECTRIC, U605P324L5137
4810116378 | ACTIVE | 99999999 | 04020700 | 27 | EA | MECH | VALVE, VENT, OEM, 1-1/2", NON-ASB, UCC, 1952-38, WU:FLYASH SYS, UPPER/LOWER NUVA FEEDERS, U-1,2,3,4
0100003406 | ACTIVE | 33333333 | 04020701 | 2 | EA | MECH | SEGMENT, ROTATING, AIRPORT, LOWER, FOSTER WHEELER, 1928, WU: MBF-23 PULVERIZER
0100000105 | ACTIVE | 04020701 | 04020701 | 45 | FT | MECH | BELT, REPAIR, 50'L, 21"W, NO INSULATION ON BACK, EFFOX, FLUOROFLEX #30, WU:01 AREA FABRIC EXPANSION JOINTS
0100005676 | ACTIVE | 04020702 | 04020702 | 2 | EA | MECH | BEARING, ROLLER, SKF, 22332CCKC3W33, WU:1-4 AR PUMPS
0100004049 | ACTIVE | 04020703 | 04020703 | 1 | EA | MECH | COUPLING, PIPE, ASSY, DIAMOND POWER INTRNTL, A-4538W, WU: U1&4 BOTTOM ASH 8" TANGENTIAL HYDROEJECTOR
4730131499 | ACTIVE | 04020703 | 04020703 | 1 | EA | MECH | COUPLING, PIPE, REPAIR, STL, 8" X 16"L, R.H. BAKER & CO., INC., 208-16-863, WU: REPAIR WMS LINES
0100001363 | ACTIVE | 04020704 | 04020704 | 150 | FT | MECH | SKIRT, BOARD, RUBBER, 6", 50 FT, 3/4", DURA SEAL COMP, ASGCO, ADS-ORG-1960B
3030054377 | ACTIVE | 04021100 | 04020800 | 2 | EA | MECH | BELT, CONVEYOR, FEEDER, 199"L, 33"W, 5/16" TK, 1-1/2"THK FLNG, BI-STATE RUBBER INC, BY DESCRP, WU:STOCK FEEDER BELTS, U1-4
2540000110 | ACTIVE | 33333333 | 04020901 | 3 | AS | MECH | BLADE, ASSY/WIPER, W.W. SLY MFG CO, ABC-511/521
3020056473 | ACTIVE | 04020903 | 04020903 | 1 | BX | MECH | GRID, DRNAGE, 20/BX, KOMLINE-SANDERSON, 25Q2013-20, LIMESTONE 1EA = 1PKG OF 20
3020056507 | ACTIVE | 04020903 | 04020903 | 1 | EA | MECH | WORMSHAFT,KOMLINE-SANDERSON ENGINE,03C0033,WU:FS-1000 DRIVE ASSY, LIMESTONE ROTARY DRUM VAC FILTERS (2)
3110061938 | ACTIVE | 04021001 | 04021001 | 10 | EA | MECH | RETAINER, BRG, BRONZE, JOHNSTON PUMP, 43113-953, WU:JOHNSTON VRTCL PUMP TYPE B, 36"X14", S/N TH1423, CONDNSTE U3&4
0100002888 | ACTIVE | 04021003 | 04021003 | 69 | FT | MECH | BELT, REPAIR, 50'L, 21"W, NO INSULATION ON BACK, EFFOX, FLOUROFLEX #12, WU: REPAIR OF FABRIC EXP.JOINTS
3030054377 | ACTIVE | 04021100 | 04021100 | 2 | EA | MECH | BELT, CONVEYOR, FEEDER, 199"L, 33"W, 5/16" TK, 1-1/2"THK FLNG, BI-STATE RUBBER INC, BY DESCRP, WU:STOCK FEEDER BELTS, U1-4
0100006199 | ACTIVE | 04021101 | 04021101 | 1 | EA | MECH | SHAFT, SUB-ASSY# 3-2109-11, GRASE FEEDER-REMOTE, UCC, 404314-1, WU:U1 ECONOMIZER ASH SYS
0100006201 | ACTIVE | 04021101 | 04021101 | 1 | EA | MECH | BEARING, ROLLER, DBLE ROW, 13" FIXED TYPE, SUBASY 3-2109-11, GREASE FEDRS-REMOTE, UCC, 405073-3, TIMKEN, QACW15A300ST, WU:U1 ECONOMIZER ASH SYS
0100006196 | ACTIVE | 04021101 | 04021101 | 4 | EA | MECH | CAM, SUB-ASSY# 5-2109-7-13, CRUSHER-18" X 18", UCC, 210348-1, WU:U1 ECONOMIZER ASH SYS
4730135235 | ACTIVE | 33333333 | 04021103 | 1 | EA | MECH | COUPLING, COMPLETE, 7/8" KEYWAY, 3-1/2", REXNORD, 375AMR, WU:VACUUM PUMPS, U-3&4
0000000140 | ACTIVE | 33333333 | 04021104 | 4 | EA | MECH | FILTER,AIR,CARQUEST,87493
0100003013 | ACTIVE | 33333333 | 04021201 | 28 | EA | MECH | BEARING, 2.50"DIA, CARBON, HIGH TEMP, BABCOCK & WILCOX, 6333470, WU:U-3&4 OUTLET/INLET DAMPERS
8105000270 | ACTIVE | 33333333 | 04021203 | 8 | RO | SAFETY | BAG, GLOVE, HORIZONTAL PIPE UP TO 10", ASBESTOS REMOVAL, HAGEMEYER, 0165460256
0000000890 | ACTIVE | 04021400 | 04021300 | 72 | EA | MECH | BELT, DRIVE, GOODYEAR/GATES, 8V2120, (SETS OF 10) WU:LIMESTONE, 3&4 AR PUMP MOTOR
0100006133 | ACTIVE | 33333333 | 04021302 | 1 | EA | MECH | SPROCKET, UCC, 36484, WU:U1 ECONOMIZER ASH SYSTEM
0000000890 | ACTIVE | 04021400 | 04021400 | 17 | EA | MECH | BELT, DRIVE, GOODYEAR/GATES, 8V2120, (SETS OF 10) WU:LIMESTONE, 3&4 AR PUMP MOTOR
4810125874 | ACTIVE | 99999999 | 04021402 | 1 | EA | MECH | VALVE, CONTROL, OUTER, OEM, NON-ASB, GENERAL ELECTRIC, 126C3733P0001
5330181685 | ACTIVE | 04021500 | 04021500 | 2 | EA | MECH | GASKET, SPIRAL WOUND, COVER TO BARREL, 32"ID X 34"OD, ROUND, 3038 PSI, 316 SS/GRAFOIL, NON-ASBESTOS, BYRON JACKSON, 6005432
5330188391 | ACTIVE | 33333333 | 04021500 | 3 | EA | MECH | GASKET, VOLUTE TO BARREL, 26-9/16"ID X 29-3/16"OD, 0.175"THK, RND, 3/16" SWI, 3500 PSI, 304 SS/FG/304 I, NON-ASB, BYRON JACKSON,IT-5994-A,27
5330201319 | ACTIVE | 33333333 | 04021500 | 6 | EA | MECH | GASKET, VALVE, 22"ID X 25-1/4"OD X 1/16"THK, ROUND, DOUBLE JACKET STEEL CORROGAUTED/GRAFOIL FILLED, NON-ASBESTOS, ATWOOD-MERRILL, 38121-164-8645
5330191536 | ACTIVE | 04021500 | 04021500 | 2 | EA | MECH | GASKET, MANWAY, 20"ID X 22" OD X 0.175"THK, 300#, ROUND, 304 SS, NON-ASBESTOS, CRANE CO., 001-02-20-04
5330171090 | ACTIVE | 99999999 | 04021500 | 1 | EA | MECH | GASKET, SPIRAL WOUND, 42-3/4"ID X 44"OD X 0.175"THK, ROUND, 304 SS/CERAMIC, NON-ASBESTOS, THE ANCHOR PKG CO, BY DESCRP, WU: SOUTHWEST LOW PRESSU
5330192583 | ACTIVE | 04021500 | 04021500 | 4 | EA | MECH | GASKET, RAISED FACE, 24" X 1/8"THK, 150#, TEFLON/TETRA BLU, NON-ASBESTOS, THE ANCHOR PACKING CO, BY DESCRP
5330180901 | ACTIVE | 04021500 | 04021500 | 3 | EA | MECH | GASKET, FLANGE, FULL FACE, 24" X 1/8"THK, 150#, NON-ASBESTOS, THE ANCHOR PACKING CO, BY DESCRP
5330195420 | ACTIVE | 99999999 | 04021500 | 1 | EA | MECH | GASKET, FLEXITALLIC, 28-1/4"ID X 29-3/4"OD X 0.175"THK, 3038 PSI, ROUND, NON-ASBESTOS, BYRON JACKSON, BJ-300005-SP
5330197400 | ACTIVE | 04021500 | 04021500 | 1 | EA | MECH | GASKET, 23-1/4"ID X 25-1/4"OD X 1/2"THK, CENTER RIB 1/8", NON-ASBESTOS, ANY MFG, BY DESCRP
5330199307 | ACTIVE | 04021500 | 04021500 | 2 | EA | MECH | GASKET, SPIRAL WOUND, 20", 150#, 316 SS/CERAMIC, NON-ASBESTOS, THE ANCHOR PACKING CO, BY DESCRP
5330190728 | ACTIVE | 04021500 | 04021500 | 2 | EA | MECH | GASKET, HEAD/TANK, 24-1/8"ID X 32"OD X 1/32"THK, NON-ASBESTOS, FOUR STATES GASKET, BY DESCRP
2825004688 | ACTIVE | 04021501 | 04021501 | 4 | EA | MECH | SHIELD, 35-1/2" DIA, RUBBER DISC, 1/8" THK, GENERAL ELECTRIC, 143A6604P0002, WU:GE TRBNS 170X763,170X764, ATMOSPHERIC RELIEF DIAPH,1-4, U-3&4
0100006885 | ACTIVE | 04021503 | 04021503 | 1 | EA | ELEC/INS | AMPLIFIER, ABB PRODUCT ID V68853-X05, WU: UNIT 4 PULVERIZER HOT AIR DAMPERS
0100001371 | ACTIVE | 33333333 | 04021600 | 4 | EA | MECH | GASKET, SPIRAL WOUND, FLEXITALLIC, 22-1/4" X 23" X 24-1/2" X25-1/4", NON-ASBESTOS, FOUR STATES GASKET, BY DESCRP, WU:#3 DA HEATER & BOTH BFP TURB
5330210484 | ACTIVE | 04021600 | 04021600 | 2 | EA | MECH | GASKET, FLANGE, 35-1/2"ID X 40-1/4"OD, 304 SS/CERAMIC, NON-ASBESTOS, ANY MFG, BY DESCRP, WU:LADISH FLANGE A105 338-36 600PL
0100000357 | ACTIVE | 99999999 | 04021600 | 2 | EA | MECH | GASKET, SPIRAL WOUND, FLEXIBLE GRAPHOIL, 27-3/8"ID X 29-3/8" OD X 175 THK, 304 SS/FLEXIBLE GRAPHOIL, NON-ASBESTOS, 4-STATES GASKET, BY DESCRP,W
0100001207 | ACTIVE | 33333333 | 04021600 | 4 | EA | MECH | GASKET, COVER, 25-1/8" ID X 26-5/8"OD, X .175, FLEXICARB, NON-ASBESTOS, WESTINGHOUSE ELECTRIC CORP, 669B311046
0100001208 | ACTIVE | 99999999 | 04021600 | 5 | EA | MECH | GASKET, COVER, 24-3/4"ID X 25-15/16" OD X 5/8" X 1/8", FLEXITALLIC, NON-ASBESTOS, WESTINGHOUSE ELECTRIC CORP, 669B311009
5330199356 | ACTIVE | 04021600 | 04021600 | 3 | EA | MECH | GASKET, SPIRAL WOUND, 24", 600#, 316 SS/CERAMIC, NON-ASBESTOS, THE ANCHOR PACKING CO, BY DESCRP
5330228056 | ACTIVE | 04021600 | 04021600 | 4 | EA | MECH | GASKET, 24-1/8"ID X 38-7/8"OD X 1/16"THK, ROUND, GARLOCK 3000, NON-ASBESTOS, GARLOCK INC,5330228056
5330206458 | ACTIVE | 33333333 | 04021600 | 1 | EA | MECH | GASKET, SPIRAL WOUND, 20", 300#, 316 SS/CERAMIC, NON-ASBESTOS, ANY MFG, BY DESCRP
5330206466 | ACTIVE | 04021600 | 04021600 | 7 | EA | MECH | GASKET, SPIRAL WOUND, 24",300#, 316 SS/CERAMIC, NON-ASBESTOS, ANY MFG, BY DESCRP
5330191452 | ACTIVE | 04021600 | 04021600 | 3 | EA | MECH | GASKET, FULL FACE, 24" X 1/16"THK, 150#, NON-ASBESTOS, THE ANCHOR PACKING CO, BY DESCRP
5330198978 | ACTIVE | 04021600 | 04021600 | 3 | EA | MECH | GASKET, SPIRAL WOUND, 24", 150#, 316 SS/CERAMIC, NON-ASBESTOS, ANY MFG, BY DESCRP
5330177469 | ACTIVE | 04021600 | 04021600 | 2 | EA | MECH | GASKET, FULL FACE, 18" X 1/16"THK,150#, NON-ASBESTOS, RICHARD KLINGER INC., C4400
5330225300 | ACTIVE | 04021601 | 04021601 | 3 | EA | MECH | GASKET, COVER/SUCTION, NON-ASBESTOS, BYRON JACKSON, 6005431, WU:B-J BOILER FEED PUMP, 14X14X16, 4-STG HDB, S/N 741-C-0132, U-3&4
3110069113 | ACTIVE | 33333333 | 04021602 | 2 | EA | MECH | BEARING, ALLIS CHALMERS CORP., 16-235-971-015, WU:A-C VACUUM PMPS
3110069121 | ACTIVE | 33333333 | 04021602 | 1 | EA | MECH | BEARING, CYLINDRICAL, SEPERABLE INNER RACE, ALLIS CHALMERS CORP., 16-235-971-016, WU:A-C VACUUM PUMPS
3990000501 | ACTIVE | 04021604 | 04021604 | 2 | EA | MECH | FACE, GATE, SS, UCC, 20102, WU:BOTTOM ASH HOPPER GUILLITINE GATE, U-1,2,3 4
6640000227 | ACTIVE | 04021605 | 04021605 | 189 | EA | MECH | ELEMENT, FILTER, AIR, 3"OD, 10"L, 30 MICRON, PAPER, PALL-TRINITY MICRO, MCY1001EG, WU:INSTRUMENT AIR, U-3&4
0000000345 | ACTIVE | 04021701 | 04021701 | 1 | EA | MECH | LINER, FRAME PLATE, STANDARD RUBBER, WARMAN, CAM3036-19MR55, WU: FILTER FEED PUMP LIMESTONE, INSERT, MECH S
3990000121 | ACTIVE | 04021704 | 04021704 | 2 | EA | MECH | SEAT,RENEWABLE,UCC,20075,WU:ASH HANDLING SYST 24"X24" SLUICE GATE TYPE 52001-801520017
3110067810 | ACTIVE | 33333333 | 04021801 | 1 | EA | MECH | BEARING, OPPOSITE END, GENERAL ELECTRIC CO., 34C540058-701, WU:PRIMARY AIR FAN 2A S/N KG8381290, U2 FRAME 8321S, 003 RIZER S/N JN8408556 MOD 5KG8
0100004543 | ACTIVE | 04021801 | 04021801 | 1 | EA | MECH | BUSHING, TAPER LOCK, "M" BORED TO 5-7/16", T.B. WOOD'S SONS, BY DESCRP, WU:LIMESTONE U-3&4 AR MOTOR
3040057436 | ACTIVE | 04021900 | 04021900 | 5 | EA | MECH | ACTUATOR, PNEUMATIC, 10"DIA, 25-1/2" STROKE, 150 PSI MAX, UCC, 4301-14, WU: 10" HYD CYL TYPE 2-4301-14, U-1,2,3,4
4320079116 | ACTIVE | 99999999 | 04021901 | 1 | EA | MECH | RING, WEAR, CASE, 1/8", BYRON JACKSON, 126626FJ
3110067554 | ACTIVE | 33333333 | 04021902 | 1 | EA | MECH | BEARING, GUIDE/UP, ABB POWER T&D CO., 8866D51G02, WU:WESTINGHOUSE INDUCTION MOTOR, CIRC WATER PUMP U-3&4
0100004547 | ACTIVE | 04022001 | 04022001 | 1 | EA | MECH | BUSHING, TAPER LOCK, "P" BORED TO 5-1/8", T.B. WOODS SONS, BY DESCRP, WU:LIMESTONE U-3&4 AR PUMP
3110073123 | ACTIVE | 33333333 | 04022002 | 2 | EA | MECH | BRACKET, MOUNTING, WORTHINGTON PUMPS CORP., 88388966, BEARING DOES NOT COME MOUNTED IN BRACKET, ORDER PN: 81732562 SEPARATE
4320091038 | ACTIVE | 04022003 | 04022003 | 2 | EA | MECH | IMPELLER, WINGJET, EKATO CORP, WJ3-800, WU:LIMESTONE, SIDE ENTRY AGITATOR, GEAR:HWL 060/BELT, 324T FRAME, 24HP
3110073172 | ACTIVE | 33333333 | 04022004 | 2 | EA | MECH | BEARING, SPHERICAL, 8.6614"ID,14.5669"OD, 4.7244"W, SELF-ALIGNING, NTN BRG, 23144BL1, (TIMKEN 23144YMB)
4210000933 | ACTIVE | 04022005 | 04022005 | 4800 | EA | MECH | CAP, CLOTH, WW SLY MFG., ABC-83, WU:MULTI-SEAL DYNA-CLONE MDL 36-A, BAGHOUSE FILTERS, U-3&4
0000000336 | ACTIVE | 04022101 | 04022101 | 2 | EA | MECH | LINER, COVER PLATE, STANDARD RUBBER, WARMAN, E4018TL1R55, WU:BALL MILL PROD PUMP LIMESTONE
0100006981 | ACTIVE | 04022102 | 04022102 | 4 | EA | MECH | SPROCKET, CHAIN, ALLEN-SHERMAN-HOFF, LA-SGC-0000-016, WU: U-1&4 BOTTOM ASH DRAG CHAIN CONVEYOR, SUBMERGED GRINDER, DRIVE SECTION
5640001607 | ACTIVE | 99999999 | 04022104 | 1 | EA | MECH | INSULATION, KIT/COLLECTOR END, GENERAL ELECTRIC CO., 0506L537G0001, WU: HDRAULIC SEAL CASING, U-3&4
8105000155 | ACTIVE | 04022105 | 04022105 | 13 | EA | OFF/JAN | BAG, STORAGE, ROW, WW SLY, ABC-500, WU:MULTI-SEAL DYNACLONE MDL 36-A, BAGHOUSE, U3&4
0100006237 | ACTIVE | 04022201 | 04022201 | 5 | ST | MECH | CHAIN, SAFETY, 142MM, CONVEYING, TOTAL CHAIN LENGH 4FT (2 STRANDS=1 SET), UCC, 491909, WU:U1 ECONOMIZER ASH SYSTEM
3660000229 | ACTIVE | 33333333 | 04022202 | 3 | EA | MECH | PLATE, WEAR, HSNG, B&W, 8000112
0100000445 | ACTIVE | 33333333 | 04022202 | 3 | EA | MECH | PLATE, WEAR, INTERMEDIATE HOUSING, B&W, 8000118
5365214666 | ACTIVE | 99999999 | 04022203 | 2 | ST | MECH | PACKING,RNG,NON-ASB,6 PIECES=1 SET,GE COMPANY,U781S255L2803
5335182910 | ACTIVE | 99999999 | 04022203 | 2 | KT | MECH | FILTER, SCREEN, KIT/STRAINER, GENERAL ELECTRIC, 0993D812G0002, WU:GE TRBNS, SEQ 8044, STOPVALVE1&2, STRAINER COARSE, U-1,3,4
5307152321 | ACTIVE | 04022204 | 04022204 | 29 | EA | MECH | STUD, TURBINE, BODY BOUND, COUPLING HP GENERATOR END, GENERAL ELECTRIC, U778P118L1712, WU:GE TRBN 170X650,763,764,SEQ0892,CUPLG HI PRES GEN
9535000088 | ACTIVE | 33333333 | 04022205 | 2 | EA | STRUC | LEAD, SH, 4'W, 4'L, 1/32"THK, 32 LB WGT, 99-9/10% PURE 39 GR LEAD, COMINCO AMERICAN, BY DESCRP
9350000072 | ACTIVE | 04030100 | 04030100 | 385 | LB | CHEM | MORTAR, WET, 55 LB, DRUM/PAIL, PRYOR-GIGGEY (NO SUB), ECONOSET 50TC
0100005527 | ACTIVE | 04030104 | 04030104 | 6 | EA | MECH | SHIM, SET, (6PCS): 11"W X 22"L X (1)1/2", (1)1/4", (2)10GA, (2)16GA THK, INTERMEDIATE HSNG, E DESIGN, BABCOCK & WILCOX, 4679086, WU:U3&4 PULV
4720000597 | ACTIVE | 04030105 | 04030105 | 385 | FT | MECH | HOSE, AIR, 1-1/2", RUBBER, THE ANCHOR PACKING, BY DESCRP
0100002988 | ACTIVE | 04030200 | 04030200 | 2 | RL | TOOL | WIRE, WELDING, QCL-6, 0.45", ER70S-6, 45# REEL, HOBART, S303812-085, WU: VORTECH WELDER
3010048886 | ACTIVE | 33333333 | 04030202 | 2 | EA | MECH | COUPLING, DRIVE, STEP, 410 SS, 2-15/16",2-7/16",PNM MACH SHOP, SJS-M585,JOHNSTON,43105-A,WU:VERT PMP TYPE B, 36"X14", S/N TH1423, CONDNSTE, U-3&4
4310073905 | ACTIVE | 33333333 | 04030202 | 1 | EA | MECH | PISTON, CYL, 7-3/4", CHICAGO PNEUMATIC, 1-022007
3010051401 | ACTIVE | 33333333 | 04030203 | 12 | EA | MECH | CLUTCH, FRICTION, SVEDALA GRINDING, 04-091874, WU:MARCY BALL MILL, LIMESTONE
4720000662 | ACTIVE | 04030205 | 04030205 | 205 | FT | MECH | HOSE, AIR, 1-1/4"ID, 1-3/4"OD, RUBR, 200 PSI, BOSTON INDUSTRIAL PRODUCT, 55-1812-46
3439002282 | ACTIVE | 33333333 | 04030300 | 50 | LB | TOOL | ELECTRODE, WELDING, ROD, 1/8"DIA, E7018, MILL TEST REPORT REQ'D, (50#/CONT), CHEMETRON CORP. WELDING, E7018, INSPECTION REQ'D
3439002670 | ACTIVE | 04030301 | 04030301 | 350 | LB | TOOL | ELECTRODE, WELDING, ROD, 3/32"DIA, E7018-A1, MILL TEST REPORT REQ'D, (50#/CONT), CHEMETRON CORP, E7018A1, INSPECTION REQ'D
0100006182 | ACTIVE | 04030302 | 04030302 | 1 | EA | ELEC/INS | SWITCH, SPEED, SLOW SPEED, DRWG# 5-4901-115-1, TAKE-UP SECTION-DFC, RH DR, 26-1/2", UCC, 42834-7, WU:U1 ECONMIZER ASH SYS
5307150390 | ACTIVE | 99999999 | 04030303 | 2 | EA | MECH | STUD, THROUGH, GENERAL ELECTRIC, U605P121L4412
5307150564 | ACTIVE | 99999999 | 04030303 | 2 | EA | MECH | STUD, THROUGH, GENERAL ELECTRIC, U605P222L4512
4720000746 | ACTIVE | 04030305 | 04030305 | 430 | FT | MECH | HOSE, AIR, 1/4", BOSTON INDUSTRIAL PRODUCT, 55-1812-07
0100001752 | ACTIVE | 04030401 | 04030401 | 50 | LB | TOOL | ELECTRODE, WELDING, 5/32 DIA, 9018-CM (AWS 9018-B3), MILL TEST REPORT REQ'D, (50# CONT), ATOM ARC (ONLY MFG), 255075327, INSPECTION REQ'D01000017
3439002308 | ACTIVE | 04030401 | 04030401 | 50 | LB | TOOL | ELECTRODE, WELDING, ROD, 3/16"DIA, E7018, MILL TEST REPORT REQ'D, CHEMETRON CORP. WELDING, E7018, I NSPECTION REQ'D
5330224659 | ACTIVE | 33333333 | 04030402 | 2 | EA | MECH | SEAL, SHAFT, PUMP, TUNGSTEN CARBIDE, 4-7/8"ID, LAPMASTER INT'L, D 4500 124, WU:JOHN CRANE SHAFT SEAL, CODE XF10101(316), START-UP BOILER FEED PMP
6110295224 | ACTIVE | 33333333 | 04030403 | 1 | EA | ELEC/INS | BRAKE, ELECTRIC, "BRAKE ONLY", 230-460 V, 15 TORQUE, STEARNS DIV/REXNORD, 108732100GQB, WU:5C TRIPPER CAR DRIVE BRAKE, U-3
4810133688 | ACTIVE | 04030404 | 04030404 | 1 | EA | MECH | CYLINDER, SIZE 100 LIN, ALUM, VALTEK INC, 001307.609.008, WU:LIMESTONE U-3&4 OX AIR CONTROL
4720000506 | ACTIVE | 04030405 | 04030405 | 500 | FT | MECH | HOSE, AIR, 3/8", 500FT/RO, RUBBER, ANCHOR PACKING, BY DESCRP
3439002688 | ACTIVE | 04030501 | 04030501 | 50 | LB | TOOL | ELECTRODE, WELDING, ROD, 1/8"DIA, E7018-A1, MILL TEST REPORT REQ'D, (50#/CONT), CHEMETRON CORP, E7018A1, INSPECTION REQ'D
0100001754 | ACTIVE | 04030501 | 04030501 | 150 | LB | TOOL | ELECTRODE, WELDING, 1/8"DIA, 8018-CM (AWS E8018-B2), MILL TEST REPORT REQ'D, (50# CONT), ATOM ARC (ONLY MFG), 255051823, INSPECTION REQ'D
0100004688 | ACTIVE | 04030502 | 04030502 | 1 | EA | MECH | ASSEMBLY, POWER ROTATING, 410 SERIES, 8X10X12 W/JC TYPE 21 MECH SEALS, NON-ASB, JAMES-COOKE&HOBSON INC,700-0366-644, WU:UNIT 4, BAGHOUSE COMPR
0100004122 | ACTIVE | 33333333 | 04030504 | 1 | EA | ELEC/INS | UNIT, ELECTRONIC, DRIVE, RHD 4000, INSTRUMENT & CONTROLS, V68853.0108.380.383.385.335.344.390.680.253.Z1E, WU:U3&4 FD & PA FAN DAMPER
0100004121 | ACTIVE | 33333333 | 04030504 | 2 | EA | ELEC/INS | UNIT, ELECTRONIC, DRIVE, RHD2500, INSTRUMENT & CONTROLS, V68853.0107.380.383.385.335.344.390.680.253.Z1E, WU: U3&4 FD & PA FAN DAMPER
4720000290 | ACTIVE | 04030505 | 04030505 | 860 | FT | MECH | HOSE, AIR, 1", RUBBER, 200 LB, RED, ANCHOR PACKING, BY DESCRP
3439002290 | ACTIVE | 04030601 | 04030601 | 50 | LB | TOOL | ELECTRODE, WELDING, ROD, 5/32" DIA, E7018, MILL TEST REPORT REQ'D, (50#/CONT), CHEMETRON, E7018, INSPECTION REQ'D
6120000051 | ACTIVE | 04030602 | 04030602 | 1 | EA | ELEC/INS | TRANSFORMER, CONTROL, DRY, 1 PH, 3 kVA, 240/480 PR V,120/240 SEC V, 60HZ, ABB POWER T&D, S20N11S03N, WU:PORTBLE TRNSFRMR, OP & CNTRL TFMR-KENNEDY
0100002538 | ACTIVE | 33333333 | 04030603 | 2 | EA | MECH | BUSHING, SHAFT, INSIDE SQUARE TUBING, UNITED CONVEYOR, 61082-3, WU:U1-4, PADDLE MIXER MDL 4024/19
0100005252 | ACTIVE | 04030802 | 04030604 | 10 | EA | MECH | KIT, REFURBISHMENT, AIRLOCK TOP, STYLE IV, DIAMOND POWER, A-225021, WU:ALL UNITS BAGHOUSE AIRLOCKS
4720000605 | ACTIVE | 04030605 | 04030605 | 350 | FT | MECH | HOSE, AIR, 1/2", 250 PSI, BOSTON INDUSTRIAL, 55-1812-25
3439002423 | ACTIVE | 04030701 | 04030701 | 66 | LB | TOOL | ELECTRODE, WELDING, ROD, 5/32" DIA, HARD SURFACING RC60,(11#/BOX), ANY MFG, BY DESCRP
0100001751 | ACTIVE | 04030701 | 04030701 | 50 | LB | TOOL | ELECTRODE, WELDING, 1/8"DIA, 9018-CM (AWS E9018-B3), MILL TEST REPORT REQ'D, (50# CONT), ATOM ARC (ONLY MFG), 255071821, INSPECTION REQ'D
3439002845 | ACTIVE | 04030701 | 04030701 | 50 | LB | TOOL | ELECTRODE,WELDING, ROD,5/32" DIA,E7018-A1,MILL TEST REPORT REQ'D,(50#/CONT),CHEMETRON,E7018-A1,INSPECTION REQ'D
4720001611 | ACTIVE | 04030702 | 04030702 | 39 | FT | MECH | HOSE, 1-1/4", BOSTON INDUSTRIAL PRODUCT, 55-1861-46
4720000027 | ACTIVE | 04030703 | 04030703 | 34 | FT | MECH | HOSE, AIR DRILL, 1", RUBBER, WIRE WRAP, HIGH PRESS, GREY, GATES, 3218-0019-18B
0100004857 | ACTIVE | 04030704 | 04030704 | 12 | EA | MECH | BUSHING, STEEL PLNGR, A36 CS, 9.998"-9.997"OD, 6.250" L, FRONT, FOSTER WHEELER, DRWG801-853-2185, PNM MACH SHOP, SJS-M1057
4720000373 | ACTIVE | 04030600 | 04030800 | 50 | FT | MECH | HOSE, BRAIDED/AIR DRILL, 1", 50 FT ROLL/BOX, RUBR, BOSTON INDUSTRIAL, 87-6008-04
5975261131 | ACTIVE | 04030800 | 04030800 | 20 | FT | ELEC/INS | CONDUIT, FLEXIBLE, LIQUID-TITE, 1 IN, INTERNATIONAL METAL HOSE, EF100
6145000615 | ACTIVE | 04030800 | 04030800 | 250 | FT | ELEC/INS | CORD, SO, CONDR 3, #16 AWG, YEL/BLK, AMERICAN INSULATED WIRE, BY DESCRP
0100005252 | ACTIVE | 04030802 | 04030802 | 5 | EA | MECH | KIT, REFURBISHMENT, AIRLOCK TOP, STYLE IV, DIAMOND POWER, A-225021, WU:ALL UNITS BAGHOUSE AIRLOCKS
3439001433 | ACTIVE | 04030901 | 04030901 | 50 | LB | TOOL | ELECTRODE, WELDING, ROD, 1/8"DIA, E6010, 5P+, LINCOLN ELECTRIC CO, 5P+ FLEETWELD ONLY (NO SUB),(50#/CONT)
3439000575 | ACTIVE | 04030901 | 04030901 | 50 | LB | TOOL | ELECTRODE, WELDING, ROD, 3/32"DIA, E6010, 5P, 50# CAN, LINCOLN ELECTRIC CO, 5P+ FLEETWELD ONLY, NO SUBS
0100006614 | ACTIVE | 04030903 | 04030903 | 1 | EA | ELEC/INS | ELEMENT, LEVEL, SENSING, SIEMENS ENERGY, A5E33794408; WU: U-4 VFD BUILDING
5975274621 | ACTIVE | 04031000 | 04031000 | 1 | RO | ELEC/INS | CONDUIT, FLEXIBLE, 3/4 IN, ROLL, 100 FT, LAWSON PRODUCTS, P45010
5975274654 | ACTIVE | 04031000 | 04031000 | 3 | RO | ELEC/INS | CONDUIT, FLEXIBLE, 1 IN, 100 FT, LAWSON PRODUCTS, XN26269L01
5975261453 | ACTIVE | 04031000 | 04031000 | 19 | FT | ELEC/INS | CONDUIT, FLEXIBLE, LIQUID-TITE, 1-1/4 IN, ANY MFG, BY DESCRP
0100001755 | ACTIVE | 04031001 | 04031001 | 50 | LB | TOOL | ELECTRODE, WELDING, 5/32" DIA, 8018-CM (AWS E8018-B2), MILL TEST REPORT REQ'D, (50# CONT), ATOM ARC (ONLY MFG), 255055329, INSPECTION REQ'D
3439001243 | ACTIVE | 04031001 | 04031001 | 100 | LB | TOOL | ELECTRODE, WELDING ROD, COVERED, 3/32"DIA, 7010A1, CHEMETRON, E7010A1
0100005556 | ACTIVE | 04031002 | 04031002 | 2 | EA | MECH | PLATE, COVER, SUCTION SIDE WEIR B15013D21, WU:UNIT 4, 01 AREA BLOW DOWN PMPS
0000000335 | ACTIVE | 99999999 | 04031003 | 1 | EA | MECH | IMPELLER, ULTRACHROME 27% CR, WARMAN, E 4147BFA05, WU:BALL MILL PROD PUMP LIMESTONE, 5VCG BACK VANES FILLED
0000000337 | ACTIVE | 04031004 | 04031004 | 1 | EA | MECH | LINER, FRAME PLATE, STANDARD RUBBER, WARMAN, E4036TL1-19MR55, WU:BALL MILL PROD. PUMP LIMESTONE, INSERT, MECH S
0100001750 | ACTIVE | 04031101 | 04031101 | 50 | LB | TOOL | ELECTRODE, WELDING, 3/32"DIA, 9018-CM (AWS E9018-B3), MILL TEST REPORT REQ'D,(50# CONT), ATOM ARC (ONLY MFG), 255073322, INSPECTION REQ'D
0100001753 | ACTIVE | 04031101 | 04031101 | 250 | LB | TOOL | ELECTRODE, WELDING, 3/32"DIA, 8018-CM (AWS E8018-B2), MILL TEST REPORT REQ'D, (50# CONT), ATOM ARC (ONLY MFG), 255053324, INSPECTION REQ'D
4530001157 | ACTIVE | 04031102 | 04031102 | 57 | EA | MECH | BLADE, PRE-CLNR, 6"L, MARTIN ENGINEERING CO., 30333-06
0100006491 | ACTIVE | 04031105 | 04031105 | 1 | EA | MECH | CLAMP,REPAIR,26 IN,24 IN,SS,ROMAC INDUSTRIES,SS3-27.00X24,WU:PLANT WIDE RAW WATER LINES
0100006490 | ACTIVE | 04031105 | 04031105 | 1 | EA | MECH | CLAMP,REPAIR,24 IN,24 IN,SS,ROMAC INDUSTRIES,SS3-24.45X24,WU:PLANT WIDE RAW WATER LINES
6145000359 | ACTIVE | 04031200 | 04031200 | 50 | FT | ELEC/INS | CORD, SO, CONDR 4, #12 AWG, YEL, AMERICAN INSULATED WIRE, BY DESCRP
3439003108 | ACTIVE | 04031201 | 04031201 | 16 | LB | TOOL | ELECTRODE, WELDING, ROD, 3/32"DIA, INCONEL 182, SJM-83303, MILL TEST REPORT REQ'D, (8#/CONT), NICKEL ALLOYS CORP, BY DESCRP, INSPECTION REQ'D
5305148131 | ACTIVE | 99999999 | 04031201 | 98 | EA | MECH | SCREW, CAP, 1" X 6", HEX, 316 SS, 8 TPI
7240422530 | ACTIVE | 04031202 | 04031202 | 8 | EA | MECH | CAN, GAS, 5 GL, W/ SPOUTS/CAP/BAIL, JUSTRITE MFG, 10801
0100005590 | ACTIVE | 04031203 | 04031203 | 1 | EA | MECH | PLATE, FRAME, PRESSURE RELIEF, WARMAN B15032PRD21, WU:U3 & U4 HUFF PUMPS
0000000334 | ACTIVE | 33333333 | 04031203 | 2 | EA | MECH | LINER, FRAME PLATE, ULTRACHROME 27% CR, WARMAN, CH 1041-33MA05, WU: 1&2 HUF PUMPS LIMESTONE, INSERT, HYDRO CONE UNDERFLOW TRANSFER PUMPS
4710100340 | ACTIVE | 04031204 | 04031204 | 137 | EA | MECH | HOSE, FLEXIBLE/METAL, 1-1/2", 50"L, CU, MNPT X FNPT, UNIVERSAL METAL HOSE, BY DESCRP, WU:FLYASH SYS NUVA FEEDER UPPER&LOWER, U-3&4
5365207835 | ACTIVE | 04041100 | 04031205 | 10 | EA | MECH | SPACER,(PUPS),4" X 20" IN,F-W ENERGY CORP,BY DESCRP,WU:VICTAULIC COUPLGS, 20" COAL BRNR CONDUIT, F-W DRW#M-712-27 MK #6035
5975258764 | ACTIVE | 04031300 | 04031300 | 100 | FT | ELEC/INS | CONDUIT, FLEXIBLE, LIQUID-TITE, 3/4 IN, 100 FT, ALL FLEXCORP, EF034
5975265975 | ACTIVE | 04031300 | 04031300 | 50 | FT | ELEC/INS | CONDUIT, FLEXIBLE, LIQUID-TITE, 1/2 IN, GRAY, 50-100 FT, INTERNATIONAL METAL HOSE, EF012
5305153529 | ACTIVE | 04031301 | 04031301 | 2175 | EA | MECH | SCREW,TAPPING,TEK/SHEET METAL W/NEOPRENE SEALER/WASHER,#12 DIA,1 IN,HEX,410 STNLESS STL
5305154097 | ACTIVE | 04031301 | 04031301 | 450 | EA | MECH | SCREW,TEK/SHEET METAL,#12-14,3/4 IN,HEX,410 SS,W/NEOPRENE SEALER/WASHER
5305153354 | ACTIVE | 04031301 | 04031301 | 1950 | EA | MECH | SCREW,TAPPING,SHEET METAL,HEX,401 STNLESS STL
5305152885 | ACTIVE | 04031301 | 04031301 | 200 | EA | MECH | SCREW,TAPPING,SHEET METAL,#12-14 DIA,1 IN,HEX,W/NEOPRENE WASHER
5305145418 | ACTIVE | 04031301 | 04031301 | 2980 | EA | MECH | SCREW,TAPPING,SHEET METAL (STITCH) W/NEOPRENE WASHER,1/4 IN-14 IN,7/8 IN
0100002928 | ACTIVE | 04031302 | 04031302 | 22 | EA | MECH | SEAT,AIRLOCK,ALLEN SHERMAN HOFF,19142-1,WU:U3&4 BAGHOUSE FLY ASH SYSTEM
5365207835 | ACTIVE | 04041100 | 04031305 | 10 | EA | MECH | SPACER,(PUPS),4" X 20" IN,F-W ENERGY CORP,BY DESCRP,WU:VICTAULIC COUPLGS, 20" COAL BRNR CONDUIT, F-W DRW#M-712-27 MK #6035
5340188175 | ACTIVE | 04031400 | 04031400 | 294 | EA | MECH | ANCHOR, REFRACTORY, T304 SS, W/O COATING, 5/16", 5X4", BARRETT MFG, BAR 5-5/16
5340189397 | ACTIVE | 04031400 | 04031400 | 155 | EA | MECH | ANCHOR, REFRACTORY, T304 SS, 5/16", 7X6", BARRETT MFG, BAR 7-5/16
5340188191 | ACTIVE | 04031400 | 04031400 | 305 | EA | MECH | ANCHOR, EXPANSION, REFRACTORY, T304 SS , 1/4", 4X3-1/2", BARRETT MFG, BAR 4-1/4
5310162937 | ACTIVE | 99999999 | 04031401 | 4100 | EA | MECH | NUT, HEX, 9/16", GR 5, ANY MFG, BY DESCRP
9505000159 | ACTIVE | 04031403 | 04031403 | 2 | RO | MECH | WIRE, TIE, #9 DIA, 316 SS, 50 LB RO , ANY MFG, BY DESCRP, WU:BOTTOM ASH DRIP SCREEN TIES, ALL UNITS
0100003101 | ACTIVE | 04031404 | 04031404 | 36 | EA | MECH | BAG, FILTER, AJ, POLY, 5-3/4" X, 61", 16 OZ, BABCOCK & WILCOX, 6347965, WU:U-3&4 BAGHOUSE ACI SYSTEM
0000000963 | ACTIVE | 04031500 | 04031500 | 1 | EA | MECH | PULLEY, SHEAVE, KAMAN, 10GR-8V-MTO19.0, WU:ABS AR PUMP 600HP MOTOR SHEAVE, UPPER HEADER (128 129) U-3&4
5305155797 | ACTIVE | 04031501 | 04031501 | 3476 | EA | MECH | SCREW, CAP, 9/16" X 2-1/2", FULLY THRDED , HEX,12 TPI, GRD 5, 300/BX, ANY MFG, BY DESCRP
5365212751 | ACTIVE | 33333333 | 04031502 | 1 | EA | MECH | BUSHING, GENERAL ELECTRIC CO, 199A3037P0101, WU:GE TURBINES 170X650, 170X763, 170 X764, SEQ 69278, U-1,3&4
5365212769 | ACTIVE | 33333333 | 04031502 | 1 | EA | MECH | BUSHING, GENERAL ELECTRIC CO, 154B6463P0101, WU:GE TURBINES 170X650, 170X763, 170 X7648, SEQ 6928, U-1,3&4
0100002681 | ACTIVE | 33333333 | 04031504 | 1 | EA | ELEC/INS | TRANSMITTER, FLOW DENSITY, 110 # CLASS, W/SENSOR, 1/2" 316L SS, WN/RF FLANGE, MICROMOTION, 2700I12ABAEZZZ/F050S113CCAAEZZZ, WU:DBA SYSTEM
8105000262 | ACTIVE | 04031600 | 04031600 | 2 | EA | SAFETY | BAG, GLOVE, NO IMPRINT (75 BGS/RO), 33 X 50 6 MIL, DISPOSAL FOR ASBESTOS GRAYLING 022133506, VALLEN SAFETY, 022133506
5310162945 | ACTIVE | 99999999 | 04031601 | 10103 | EA | MECH | WASHER, FLAT, 9/16", ANY MFG, BY DESCRP, WU: EXPANSION JOINT REPLACEMENT, 1200 EA REQUIRED PER EXP JOINT, OUTAGE, U-3&4
0000000280 | ACTIVE | 33333333 | 04031602 | 4 | EA | MECH | PULLEY, DRIVE, 14MM PITCH, 120T, UCC, 36302-11, WU: #2 MIXER SPROCKET UNLOADER HOUSE
0100002989 | ACTIVE | 33333333 | 04031603 | 2 | EA | ELEC/INS | PROBE,ZIRCONIA OXYGEN,1.0 M,YOKOGAWA,ZR22G-100-S-C-C-T-Q-E-A/AV/CV,WU: POWER BLOCK O2 PROBES
8105000197 | ACTIVE | 04031604 | 04031604 | 476 | BG | SAFETY | BAG, STORAGE, HZRDS/MATL, 33"X 60", 6 MIL THK, YEL, LAB SFTY SUPP, 17912-CN, WU:PCB & OTHER HAZARDOUS MATEROSAL, LAB SUPPLIES
0000000960 | ACTIVE | 04031700 | 04031700 | 1 | EA | MECH | PULLEY, SHEAVE, KAMAN INDUSTRIAL, 8GR-8V17.00, WU: ABS AR PUMP 350HP MOTOR SHEAVE. LOWER HEADER (128) CELLS A,B,C E
5315156744 | ACTIVE | 04031701 | 04031701 | 150 | LB | MECH | NAIL, DUPLEX, #16, 50#/BOX, ANY MFG, BY DESCRP
0100003118 | ACTIVE | 04031702 | 04031702 | 1 | EA | MECH | GEAR, BOX, 105/X 20/80 UNIV, BABCOCK & WILCOX, 6347985, WU: U3&4 BAGHOUSE ACI SYSTEM
0100003117 | ACTIVE | 04031702 | 04031702 | 1 | EA | MECH | REDUCER, GEAR, 1.7CD SM 56 C 17 MB, 15:1, BABCOCK & WILCOX, 6347984, WU: U3&4 BAGHOUSE ACI SYS
0100003123 | ACTIVE | 04031702 | 04031702 | 1 | EA | MECH | CYLINDER, AIR, DA42P-04, BABCOCK & WILCOX, 6347996, WU: U3&4 BAGHOUSE ACI SYS
3990000519 | ACTIVE | 04031703 | 04031703 | 1 | EA | MECH | PLATE, BACKUP, UNITED CONVEYOR CORP, 20103, WU:BOTTOM ASH HOPPER GUILLOTINE GATE, U-1,2,3,4
4020070217 | ACTIVE | 04031800 | 04031800 | 1050 | FT | TOOL | ROPE, 5/8"D, MNLA, 600'L, ROLL, ANY MFG, BY DESCRP
4030000303 | ACTIVE | 04031801 | 04031801 | 20 | EA | TOOL | CLAMP,WIRE ROPE, CLIP,ROPE SIZE 3/8",CAMPBELL CHAIN CO.,699-0634
5315156017 | ACTIVE | 04031801 | 04031801 | 150 | LB | MECH | NAIL, DUPLEX, #6, ANY MFG, BY DESCRP
5010004538 | ACTIVE | 04031802 | 04031802 | 2 | EA | MECH | MEDIA, FILTER, CLOTH, 10' 6" W, 28' L, KOMLINE-SANDERSON ENGINEE, 0492055, LIMESTONE
0100003127 | ACTIVE | 04031803 | 04031803 | 1 | EA | MECH | BEARING, FIXED, SPECIAL, BABCOCK & WILCOX, 6347810, WU:U3&4 BAGHOUSE SEAL GAS FAN SYS
4020070191 | ACTIVE | 04031900 | 04031900 | 600 | FT | TOOL | ROPE, 3/4"DIA, 600'L, MANILA, RO, ANY MFG, BY DESCRP
0100002448 | ACTIVE | 33333333 | 04031901 | 559 | EA | TOOL | CLAMP,WIRE ROPE, FIST GRIP,3/8" ROPE SIZE,J BOLT,CROSBY,10-10514,WU:NEEDLE BEAM SCAFFOLDING
8010475021 | ACTIVE | 04032000 | 04032000 | 5 | GA | CHEM | PAINT, SAFETY RED, 1 GL, LIQ, CAN, SAFETY, VALSPAR CORPORATION, 37352
8010475054 | ACTIVE | 04032000 | 04032000 | 4 | GA | CHEM | PAINT, FLAT BLACK, ENAMEL, 1 GL, LIQ, CAN, VALSPAR CORPORATION, 1281
5315156280 | ACTIVE | 04032001 | 04032001 | 200 | LB | MECH | NAIL, PENNY/SMOOTH/BX, #8, BX, ANY MFG, BY DESCRP
4010067751 | ACTIVE | 04032002 | 04032002 | 1000 | FT | TOOL | ROPE, WIRE, 3/8"DIA, 500'L, RIDGE HEMP, 6 X 19, ANY MFG, BY DESCRP
5365215044 | ACTIVE | 99999999 | 04032003 | 8 | EA | MECH | RING, RETAINING, LOCK, GENERAL ELECTRIC, U542P312MGAN1
5330214833 | ACTIVE | 99999999 | 04032003 | 8 | EA | MECH | RING, SEALING, GENERAL ELECTRIC, U530N249LRAL1
8010475302 | ACTIVE | 04032100 | 04032100 | 2 | GA | CHEM | PAINT, SAFETY YELLOW, 1 GL CAN, LIQ, SHERWIN WILLIAMS, B54Y00037
8010475344 | ACTIVE | 04032100 | 04032100 | 10 | GA | CHEM | PAINT, BUCKSKIN, ENAMEL, 1 GL, LIQ, CAN, GLIDDEN, 4308
4010067827 | ACTIVE | 04032201 | 04032102 | 12 | AS | TOOL | ROPE, WIRE, 5/16"DIA, 235'L DRUM HOOK WITH INSULATED THIMBLE, 6 X 19, SPIDER STAGING (NO SUB), 7999, WU:SPIDER STAGING MDL ST26
3010049991 | ACTIVE | 04032103 | 04032103 | 2 | EA | MECH | HUB, COUPLING, 140T, ROUGH BORE, FALK, 1140T-RSB, WU:FALK GEAR BOX, PULVERIZER, U-3&4
4130000344 | ACTIVE | 33333333 | 04032104 | 1 | ST | MECH | GEAR, HELICAL, SHAFT, DISCS, PLACE BOLTS, LOW FAN SHAFT KEY, MARLEY COOLING TOWER, 398875M
8010475336 | ACTIVE | 04032200 | 04032200 | 4 | GA | CHEM | PAINT, RAWHIDE, ENAMEL, 1 GL, LIQ, CAN, SHERWIN WILLIAMS, B53T01054
8010475211 | ACTIVE | 04032200 | 04032200 | 4 | GA | CHEM | PAINT, GREEN PASTEL, ALL PURPOSE, THE GLIDDEN COMPANY, 4308-0200
8010475070 | ACTIVE | 04032200 | 04032200 | 3 | GA | CHEM | PAINT, GLOSS BLACK, ENAMEL, GLIDDEN CO, 4308-9990
4010067694 | ACTIVE | 04032202 | 04032202 | 1000 | FT | TOOL | ROPE, WIRE, (FOR PICKBOARDS) EXTRA IMPROVED PLOW STEEL, 5/16"DIA, 6 X 19 GALV. (IWRC), ANY MFG, BY DESCRP
0100002898 | ACTIVE | 33333333 | 04032203 | 1 | EA | MECH | SHAFT, OUTPUT, LOW SPEED, PHILADELPHIA GEAR, 46042-5361, WU:.PHIL. 8HR GEAR BOX, U-3&4 PRI. AH DRIVE, ITEM 22
0100002955 | ACTIVE | 33333333 | 04032203 | 1 | EA | MECH | SHAFT, PINION, LOW SPEED, PHILADELPHIA GEAR, 46024-3998, PINON & SHAFT, LOW SPEED, PHIL 8HR GB, U3&4 PRI. AH DRIVE ITEM 21
0100002894 | ACTIVE | 33333333 | 04032203 | 1 | EA | MECH | GEAR, INTERMEDIATE SPEED, PHILADELPHIA GEAR CORP., 46035-5425, WU: PHIL. 8HR GEAR BOX, U 3&4 PRI. AH DRIVE, ITEM 17
0100002897 | ACTIVE | 33333333 | 04032203 | 1 | EA | MECH | SHAFT, PINION, INTERMEDIATE, PHILADELPHIA GEAR, 46025-2007, WU: PHIL. 8HR GEAR BOX, U-3&4 PRI. AH DRIVE, ITEM 20
7920000135 | ACTIVE | 04032300 | 04032300 | 1 | EA | TOOL | HANDLE, MOP, 60"L, WOOD, W/7-1/4" WIDE METAL MOP CLAMP ATTACHED, ANY MFG, BY DESCRP
0100002593 | ACTIVE | 33333333 | 04040102 | 20 | EA | MECH | TUBE, BOILER, BEND, 2" OD X 0.150" MW, 90 DEG BEND, 4-1/8" BEND RADIUS, 2'LEG, SA213T11, HOT FINISHED W/COLD FINISH TOLERANCES, ANY MFG
5010001625 | ACTIVE | 33333333 | 04040105 | 1 | EA | MECH | FILTER, AIR, 20"ID, 28"OD, 39"L, FILTERSOURCE/KENNING, 321-1556K5, PERFORATED STL CORE, W/RBER END CAPS & HANDLES, ONE PIECE, (NO SUB)
0100003449 | ACTIVE | 04040200 | 04040200 | 12 | EA | MECH | FILTER, INLET, MDL #CCF-10", UNIVERSAL SILENCER, 81-1209, WU: 1 & 2 BAGHOUSE AIRLOCK BLOWERS
4730130459 | ACTIVE | 04040401 | 04040202 | 18 | EA | MECH | TUBE, BOILER, BEND, 1-3/4" OD X 0.380" MW, SA213T22, 90 DEG BEND, 3.750" BEND RADIUS X 18" LEG, HOT FIN W/COLD FINSIH TOLERANCES, ANY MFG, BY DES
5307150515 | ACTIVE | 04040302 | 04040302 | 2 | EA | MECH | STUD, TAP, GENERAL ELECTRIC, U606P326L3500
5307152495 | ACTIVE | 99999999 | 04040302 | 1 | EA | MECH | STUD, TURBINE, THROUGH, GENERAL ELECTRIC, U605P223L4625
5307150499 | ACTIVE | 99999999 | 04040302 | 2 | EA | MECH | STUD, TAP, GENERAL ELECTRIC, U606P321L2887
9505000167 | ACTIVE | 33333333 | 04040400 | 10 | RL | ELEC/INS | MESH, CHICKEN WIRE, 1", 3'W, 150'L, GALV STL, ANY MFG, BY DESCRP
4730130459 | ACTIVE | 04040401 | 04040401 | 14 | EA | MECH | TUBE, BOILER, BEND, 1-3/4" OD X 0.380" MW, SA213T22, 90 DEG BEND, 3.750" BEND RADIUS X 18" LEG, HOT FIN W/COLD FINSIH TOLERANCES, ANY MFG, BY DES
5307150150 | ACTIVE | 99999999 | 04040402 | 1 | EA | MECH | STUD, TAP, GENERAL ELECTRIC, U606P222L2337
9350000114 | ACTIVE | 04040500 | 04040500 | 7 | BX | CHEM | REFRACTORY, SOLID, FIREBRICK/INSUL, 4-1/2"W, 9"L, 3"THK, UNITED STATES GYPSUM CO, G-23R
0100002593 | ACTIVE | 33333333 | 04040501 | 14 | EA | MECH | TUBE, BOILER, BEND, 2" OD X 0.150" MW, 90 DEG BEND, 4-1/8" BEND RADIUS, 2'LEG, SA213T11, HOT FINISHED W/COLD FINISH TOLERANCES, ANY MFG
3110070855 | ACTIVE | 33333333 | 04040502 | 2 | EA | MECH | BEARING, OUTBRD, 5.0000"ID, WESTINGHOUSE ELECTRIC COR, 710B862G03, WU:WESTINGHOUSE ELECT. MOTOR
3120061001 | ACTIVE | 33333333 | 04040502 | 1 | EA | MECH | BEARING, SPLIT, INSULATED, GENERAL ELECTRIC CO., 34C540109-701
5640001573 | ACTIVE | 04040600 | 04040600 | 2 | RO | MECH | INSULATION, ROLL, 50'L, 36"W, 0.040"THK, EMBOSSED ALUM, W/O VAPOR BARRIER, ANY MFG, BY DESCRP
5640001565 | ACTIVE | 04040600 | 04040600 | 3 | RO | MECH | INSULATION, ROLL, 100'L, 36"W, 0.020"THK, ALUM, STUCCO EMBOSSED W/O VAPOR BARRIER, ANY MFG, BY DESCRP, WU: AIR DUCT INLET PRECIP
0100002594 | ACTIVE | 33333333 | 04040601 | 20 | EA | MECH | TUBE, BOILER, BEND, 2" OD X 0.150" MW, 90 DEG BEND, 4-1/8" BEND RADIUS, 2' LEG, SA213T22, HOT FINISHED W/COLD FINISH TOLERANCES, ANY MFG
5307150572 | ACTIVE | 99999999 | 04040602 | 1 | EA | MECH | STUD, THROUGH, GENERAL ELECTRIC, U605P325L5262, WU:GE TRBNS 170X763,170X764, SHELL HI-PRES OUTER HOLE 005-008, U-3&4
5307150713 | ACTIVE | 04040602 | 04040602 | 2 | EA | MECH | STUD, TAP, GENERAL ELECTRIC, U606P224L4012
5307152487 | ACTIVE | 99999999 | 04040602 | 1 | EA | MECH | STUD, TURBINE, TAP, GENERAL ELECTRIC, U606P325L3087
5640001540 | ACTIVE | 04040700 | 04040700 | 3 | RO | MECH | INSULATION, ROLL, 100'L, 36"W, 0.020"THK, ALUM, STUCCO EMBOSSED W/VAPOR BARRIER, ANY MFG, BY DESCRP
5640001599 | ACTIVE | 33333333 | 04040700 | 4 | RO | MECH | INSULATION, ROLL, 100'L, 36"W, 0.016"THK, ALUM, STUCCO EMBOSSED, W/VAPOR BARRIER, ANY MFG, BY DESCRP
5307152537 | ACTIVE | 33333333 | 04040702 | 1 | EA | MECH | STUD, TURBINE, TAP, GENERAL ELECTRIC, U606P325L4187
5307152503 | ACTIVE | 99999999 | 04040702 | 1 | EA | MECH | STUD, TURBINE, THROUGH, GENERAL ELECTRIC, U605P325L4862
5307150663 | ACTIVE | 04040702 | 04040702 | 1 | EA | MECH | STUD, TAP, GENERAL ELECTRIC, U606P321L2837
5307150739 | ACTIVE | 04041104 | 04040802 | 3 | EA | MECH | STUD, TAP, GENERAL ELECTRIC, U606P321L2387, WU:GE TURBN 170X763,170X764, SEQ8053,STOPVLV, UPER HEAD, VLV1&2, U3&4
0100004607 | ACTIVE | 04050304 | 04040900 | 8 | EA | MECH | VALVE, EQUALIZER ASSY, 2-1/2", NON-ASB, ALLEN SHERMAN HOFF, A-19275-0, 19277/19278, WU:ALL UNITS, BAGHOUSE
5365209377 | ACTIVE | 99999999 | 04040902 | 1 | ST | MECH | SHIM, GENERAL ELECTRIC CO., U748B170J2923
4710101488 | ACTIVE | 33333333 | 04041001 | 1 | EA | MECH | TUBE, BOILER, BEND, 2-1/4" OD X 0.266" MW, SA210A1, 90 DEG BEND, 4'5" RADIUS X 3' LEG, HOT FINISHED WITH COLD FINISH TOL, ANY MFG, SA210A1X225
4710101652 | ACTIVE | 33333333 | 04041001 | 1 | EA | MECH | TUBE, BOILER, BEND, 2" OD X 0.240" MW, 90 DEG BEND, 3.75" BEND RADIUS X 18" LEGS, SA213T2, HOT FINISHED WITH COLD FINISH TOLERANCES
4710102080 | ACTIVE | 99999999 | 04041001 | 3 | EA | MECH | TUBE, BOILER, BEND, 1-3/4" OD X 0.220" MW, 90 DEG BEND, 5" BEND RADIUS, 8" LEGS, SA210A1, HOT FINISH WITH COLD FINISH TOLERANCES, FOSTER WHEELER
5310153464 | ACTIVE | 33333333 | 04041002 | 12 | EA | MECH | NUT, OEM, GENERAL ELECTRIC U615X000P0221, WU: GE TURBINE 170X650, 170X763,170X764, U1,3&4
5365207835 | ACTIVE | 04041100 | 04041100 | 24 | EA | MECH | SPACER,(PUPS),4" X 20" IN,F-W ENERGY CORP,BY DESCRP,WU:VICTAULIC COUPLGS, 20" COAL BRNR CONDUIT, F-W DRW#M-712-27 MK #6035
4730123272 | ACTIVE | 99999999 | 04041101 | 3 | EA | MECH | TUBE, BOILER, S-BEND, 2-1/4" OD X 0.351" MW, 2-1/4" BEND RADIUS, SA213T22, HOT FINISHED WITH COLD FINISH TOLERANCES, ANY MFG, SA213T22X2250
4730123298 | ACTIVE | 33333333 | 04041101 | 1 | EA | MECH | TUBE, BOILER, S-BEND, 2-1/4" OD X 0.196" MW, 2-1/4" BEND RADIUS, 2' LEGS, 4' CENTER LENGTH, SA210A1, HOT FIN W/COLD FIN TOLERANCES, ANY MFG
4730106467 | ACTIVE | 04041200 | 04041200 | 52 | EA | MECH | SHIELD, TUBE, 1-3/4"DIA, 16" LONG, 10 GA WT, 316 SS, 90 DEG CURVE/180 DEG WRAP, ANY MFG, BY DESCRP, 5" RADIUS, STYLE CAO
4730114487 | ACTIVE | 04041200 | 04041200 | 34 | EA | MECH | SHIELD, TUBE, 2-1/4"DIA, 10 GA. WT, 316SS, 90 DEG CURVE/180 DEG WRAP, ANY MFG, BY DESCRP, 3-3/8" RADIUS, STYLE CAI
4730123041 | ACTIVE | 33333333 | 04041201 | 1 | EA | MECH | TUBE, BOILER, S-BEND, 2-1/4" OD X 0.449" MW, SA213T22, 180 DEGREE, (TUBES BENT TO 2.250" RADIUS W/TWO S-BENDS) ANY MFG, SA213T22X2250
4730105295 | ACTIVE | 04041300 | 04041300 | 407 | EA | MECH | SHIELD, TUBE, 2-1/4"DIA/3-3/8" RADIUS, 10 GA WT, 316SS, 90 DEG CURVE/180 DEG WRAP, ANY MFG, BY DESCRP, STYLE CAO
4320083217 | ACTIVE | 33333333 | 04041302 | 1 | EA | MECH | CASING, PUMP, 316 SS, OEM, WORTHINGTON PUMP CORP, 959925-02
5307152339 | ACTIVE | 99999999 | 04041302 | 3 | EA | MECH | STUD, TURBINE, BODY BOUND, COUPLING LP B TURBINE, UNIT 3, GENERAL ELECTRIC, U778P218L2706
4730111293 | ACTIVE | 33333333 | 04041400 | 315 | EA | MECH | SHIELD, TUBE, 2"DIA, 10 GA WT, 316 SS, 90 DEG CURVE/180 DEG WRAP, ANY MFG, BY DESCRP, STYLE CAI (INSIDE BEND SHIELD), 3" RADIUS
4730135938 | ACTIVE | 33333333 | 04041402 | 170 | EA | MECH | SHIELD, TUBE, 1-3/4"DIA, 36"L, 10 GA WT, 316SS, WAHLCO POWER, BY DESCRP, STYLE E
5325000494 | ACTIVE | 04041500 | 04041500 | 27 | EA | MECH | CLIP, TUBE SHIELD, 3"ID X 10 GA, 1"W, 316 STNLESS STL, U SHAPED, 180 DEG WRAP, 1/2" EXT, CW STYLE, HELMICK BY DESCRP
5325000536 | ACTIVE | 04041500 | 04041500 | 145 | EA | MECH | CLIP, TUBE SHIELD, 4"ID X 10 GA, 1"W, 316 STNLESS STL, U SHAPED, HELMICK CORPORATION, BY DESCRP
5325000528 | ACTIVE | 04041500 | 04041500 | 123 | EA | MECH | CLIP, TUBE SHIELD, 2-1/4"ID X 10 GA, 1"W, 316SS, 180 DEG WRAP, 1/2" EXTEN, CW STYLE, U SHAPED, HELMICK, CH225-60-A100
5325000510 | ACTIVE | 04041500 | 04041500 | 272 | EA | MECH | CLIP, TUBE SHIELD, 2"ID X 10 GA, 1"W, 316 SS, 180 DEG WRAP, 1/2" EXTEN, CW STYLE, U SHAPED, HELMICK CORP, CH200-60-A100
5325000502 | ACTIVE | 04041500 | 04041500 | 205 | EA | MECH | CLIP, TUBE SHIELD, 1-3/4"ID X 10 GA, 1"W, 316 SS, U SHAPED, 180 DEG WRAP, 1/2" EXTENSION, HELMICK CORPORATION, CH175-60-A100
4730127281 | ACTIVE | 33333333 | 04041501 | 2 | EA | MECH | TUBE, BOILER, BEND, 2-1/4" OD X 0.180" MW, SA210A1, 180 DEG BEND, 4-1/2" BEND RADIUS, 4' LEGS, HOT FINISHED W/ COLD FINISH TOLERANCES, ANY MFG
4730135946 | ACTIVE | 04041800 | 04041502 | 83 | EA | MECH | SHIELD, TUBE, 2-1/4"DIA, 24"L, 10 GA WT, 316SS, STYLE 'E', HELMICK CORP, BY DESCRP, WU:BOILER TUBING, U-1,2,3,4; CLIPS CAT ID 5325000122
4730136282 | ACTIVE | 04041600 | 04041600 | 15 | EA | MECH | SHIELD, TUBE, 3"DIA, 18"L, 10 GA WT, 316SS, 180 DEG.WRAP, HELMICK CORP, BY DESCRP, STYLE B-180, BELLED ONE END
4730136290 | ACTIVE | 04041600 | 04041600 | 35 | EA | MECH | SHIELD, TUBE, 4"DIA, 18"L, 10 GA WT, 316SS, 180 DEG. WRAP, HELMICK CORP, BY DESCRP, STYLE B-180, BELLED ONE END
4710101447 | ACTIVE | 99999999 | 04041601 | 2 | EA | MECH | TUBE, BOILER, BEND, 2-1/4" OD X 0.250" MW, 180 DEG BEND, 3.5" BEND RADIUS X 3' LEGS, SA210A1, HOT FINISHED WITH COLD FINISH TOLERANCES, ANY MFG
4730136209 | ACTIVE | 04041700 | 04041700 | 137 | EA | MECH | SHIELD, TUBE, 2-1/2"DIA, 18"L, 10 GA WT, 316SS, 180 DEG WRAP, KVAERNER PULPING, BY DESCRP, STYLE B-180 W/BELL, WU:BOILER INTERIOR, U-1,2,3&4
4730135870 | ACTIVE | 04041701 | 04041701 | 9 | EA | MECH | TUBE, BOILER, BEND, 2-1/4" OD X 0.180" MW, 180 DEG BEND, 2.25" BEND RADIUS, SA210A1, HOT FINISHED WITH COLD FINISH TOLERANCES, FOSTER WHEELE
4730136290 | ACTIVE | 04041600 | 04041702 | 151 | EA | MECH | SHIELD, TUBE, 4"DIA, 18"L, 10 GA WT, 316SS, 180 DEG. WRAP, HELMICK CORP, BY DESCRP, STYLE B-180, BELLED ONE END
4730135946 | ACTIVE | 04041800 | 04041800 | 64 | EA | MECH | SHIELD, TUBE, 2-1/4"DIA, 24"L, 10 GA WT, 316SS, STYLE 'E', HELMICK CORP, BY DESCRP, WU:BOILER TUBING, U-1,2,3,4; CLIPS CAT ID 5325000122
4730108877 | ACTIVE | 04041800 | 04041800 | 148 | EA | MECH | SHIELD, TUBE, 2"DIA, 18"L, 10 GA WT, 316SS, 180 DEG WRAP, ANY MFG, BY DESCRP, STYLE E W/BELL, HELMICK E200-60-01800
4730133255 | ACTIVE | 04041800 | 04041800 | 200 | EA | MECH | SHIELD, TUBE, 2-1/4"DIA, 18"L, 10 GA WT, 316SS, HELMICK CORP, 159-E
4730135953 | ACTIVE | 04041802 | 04041802 | 181 | EA | MECH | SHIELD, TUBE, 1-3/4"DIA, 24"L, 10 GA WT, 316SS, WAHLCO POWER, BY DESCRP, STYLE E
4730112135 | ACTIVE | 04041900 | 04041900 | 90 | EA | MECH | SHIELD, TUBE, 1-3/4"DIA, 18"L, 10 GA WT, 316SS, 180 DEG WRAP, ANY MFG, BY DESCRP, STYLE E
4730135938 | ACTIVE | 33333333 | 04041902 | 24 | EA | MECH | SHIELD, TUBE, 1-3/4"DIA, 36"L, 10 GA WT, 316SS, WAHLCO POWER, BY DESCRP, STYLE E
4730112382 | ACTIVE | 33333333 | 04042002 | 90 | EA | MECH | SHIELD, TUBE, 2"DIA, 10 GA WT, 316SS, 90 DEG CURVE/180 DEG WRAP, ANY MFG, BY DESCRP, STYLE CAO, 5-1/2" RADIUS. WU: BOILER REPAIR
9150489582 | ACTIVE | 04042100 | 04042100 | 2 | DR | CHEM | LUBRICANT, GREASE, MOBILTAC, 325 NC, (120# DRUM), BY DESCRP, WU:BALL MILLS, LIMESTONE
4710102114 | ACTIVE | 33333333 | 04042101 | 1 | EA | MECH | TUBE, BOILER, BEND, 2-1/2" OD X 0.203" MW, SA210A1, 6.5" BEND RADIUS, HOT FINISHED WITH COLD FINISH TOLERANCES, FOSTER WHEELER, SA210A1X2500
4730133255 | ACTIVE | 04041800 | 04042102 | 52 | EA | MECH | SHIELD, TUBE, 2-1/4"DIA, 18"L, 10 GA WT, 316SS, HELMICK CORP, 159-E
4730113596 | ACTIVE | 04042202 | 04042202 | 49 | EA | MECH | SHIELD, TUBE, 1-3/4" DIA, 10 GA WT, 316 SS, 90 DEG CURVE/180 DEG WRAP, ANY MFG, BY DESCRP, STYLE CAO, 6-1/2" RADIUS, WU:BOILER REPAIR
4730114669 | ACTIVE | 04042202 | 04042202 | 82 | EA | MECH | SHIELD, TUBE, 1-3/4"DIA, 10 GA WT, 316SS, 90 DEG CURVE/180 DEG WRAP, ANY MFG, BY DESCRP, 1-3/4" RADIUS, STYLE CAO, STD ENDS
0100006123 | ACTIVE | 04050101 | 04050101 | 1 | EA | MECH | VALVE, BUTTERFLY, 6" W/ACT, LS & SAV, NON-ASB, UCC, 54834-38-205, WU:U-1 ECONOMIZER ASH SYS
0000000920 | ACTIVE | 04050101 | 04050101 | 2 | EA | MECH | VALVE, BUTTERFLY, 3", CI, 150 PSI, 316 SS, WAFER, (COMPLETE W/ ACTUATOR FIG 89U, LIMIT SWITCHES,& SOLENOID) TYCO VALVES, BY DESCRP
0100004499 | ACTIVE | 04050101 | 04050101 | 1 | EA | MECH | VALVE, BUTTERFLY, WAFER, 4", W/PNEU D/A ACTUATOR, 150#, NON-ASB, HENDERSON ENGR, 730-749-965, WU:ALL UNITS BAGHOUSE AIR DRYERS
0100001707 | ACTIVE | 33333333 | 04050103 | 9 | EA | MECH | PLATE, WEAR, ROLLWHEEL BRACKET AT PIVOT BLOCK LH, B&W, 8000121; WU: PULV BW89
0100002579 | ACTIVE | 04050104 | 04050104 | 1 | EA | ELEC/INS | ELEMENT, LEVEL SENSING, 1500 DEG, MOUNTNG 1-1/4" NPT, DREXELBROOK, 700-0029-104-BD0-939.8-268.5, WU: U-1,2,3&4 ASH HOPPERS
6145003130 | ACTIVE | 04050200 | 04050200 | 685 | FT | ELEC/INS | WIRE, ELECTRICAL, INSUL, GREEN, #8 AWG, CU, 1/C, STR, 600 V, BELDEN, 6M080104
6145002991 | ACTIVE | 04050200 | 04050200 | 500 | FT | ELEC/INS | WIRE, ELECTRICAL, INSUL, WHITE, #14 AWG-#8 AWDL, CU, 1/C, STR, 600 V, BELDEN, 6M140101 (500'/ROLL)
6145003114 | ACTIVE | 04050200 | 04050200 | 1328 | FT | ELEC/INS | WIRE, ELECTRICAL, INSUL, WHITE, #8, CU, 1/C, STR, 600 V, BELDEN, 6M080101
0000000921 | ACTIVE | 04050201 | 04050201 | 1 | EA | MECH | VALVE, BUTTERFLY, ASSY, 4", CI, 316 SS, WAFER, 150 PSI, (COMPLETE. W/ACT./LIMIT SWITCHES, & SOLENOID) PENTAIR, BY DESCRP
4730125608 | ACTIVE | 04050202 | 04050202 | 10 | EA | MECH | CLAMP,PIPE, LOCK TYPE,9",FLG,UCC,1701-2260,WU:UCC ASH HANDLING SYSTEM
0100001694 | ACTIVE | 33333333 | 04050203 | 3 | EA | MECH | SHIM, PACK, INTERMEDIATE HOUSING, 11" WIDTH, 22" LENGTH, 1/2" THK, BABCOCK & WILCOX, 8005331, WU: B&W PULVERIZER
0100001708 | ACTIVE | 33333333 | 04050203 | 15 | EA | MECH | PLATE, WEAR, ROLLWHEEL BRACKET AT PIVOT BLOCK RH, B&W 8000122, WU: PULV BW89
0100000322 | ACTIVE | 33333333 | 04050300 | 1 | EA | CHEM | GAS, FREON, R134A, 30# CYLINDER, RACON, BY DESCRP, WU: REFRIGERATION SYSTEMS PLANT WIDE
4810138232 | ACTIVE | 33333333 | 04050301 | 1 | EA | MECH | VALVE, PLUG, W/ACTUATOR, FIG 061, 2", DI BODY/FEP LINING, FLNG, NON-ASB, XOMOX CORP, BY DESCRP, WU:XOMOX (TUFLINE) VALVES, ACTUATORS
3990000097 | ACTIVE | 04050302 | 04050302 | 15 | EA | MECH | GATE,COMPLETE,UCC,1956-241,WU:FLY ASH SYS CONVEYOR LINES 12" ROTARY DISC GATE 31966241
0100003380 | ACTIVE | 04050303 | 04050303 | 3 | EA | MECH | BUSHING, GENERAL ELECTRIC CO, 233A9010P0001
0100004607 | ACTIVE | 04050304 | 04050304 | 2 | EA | MECH | VALVE, EQUALIZER ASSY, 2-1/2", NON-ASB, ALLEN SHERMAN HOFF, A-19275-0, 19277/19278, WU:ALL UNITS, BAGHOUSE
6145003106 | ACTIVE | 04050400 | 04050400 | 1680 | FT | ELEC/INS | WIRE, ELECTRICAL, INSUL, RED, #8, CU, 1/C, STR, 600 V, BELDEN, 6M080103
5355192856 | ACTIVE | 04050402 | 04050402 | 4 | EA | MECH | NOZZLE, ASSY, 10 DEG SPRAY ANG, UCC, 4003-141-0-1-10-056
5365212728 | ACTIVE | 33333333 | 04050403 | 3 | EA | MECH | BUSHING, GENERAL ELECTRIC, 196B4867P0101, WU: GE TURBINES
0100003331 | ACTIVE | 04050404 | 04050404 | 1 | EA | MECH | VALVE, GATE, KNIFE, 10", AL BODY, NO SEATS, NON-ASB, UNITED CONVEYOR, 1918-75-1,WU:U-3&4, ASH CONVEYOR SYS
0100002597 | ACTIVE | 04050405 | 04050405 | 1 | EA | MECH | SHAFT, 50-13/16"L, DUST CONTROL, 20597002M04, WU:3D CONVEYOR SYMMETRICAL FLOP GATE 3D-SDG-1
0100002600 | ACTIVE | 04050405 | 04050405 | 1 | EA | MECH | SHAFT, 53-9/16"L, DUST CONTROL, 20597003M04, WU:3D CONVEYOR SYMMETRICAL FLOP GATE 3D-SDG-2
6145003148 | ACTIVE | 04050500 | 04050500 | 1500 | FT | ELEC/INS | CABLE, INSULATED, #16 AWG, CU, 2/C, 600 V, SHIELDED, BELDEN, 2RH1601POS
6145003031 | ACTIVE | 04050500 | 04050500 | 2000 | FT | ELEC/INS | WIRE, ELECTRICAL, INSUL, WHITE, #12 AWG, CU, 1/C, STR, 600 V, BELDEN, 6M120101
3990000071 | ACTIVE | 04050501 | 04050501 | 16 | EA | MECH | SEAT,GATE,W/O RECESS,DURITE "E",UCC,15516-1,WU:UCC ASH HANDLING SYS, FLYASH DIFFUSER
3990000147 | ACTIVE | 04050501 | 04050501 | 38 | EA | MECH | DISC, GATE, #3, UCC, 1512-157, WU: ASH HANDLING SYS, FLYASH DIFFUSER
6105287871 | ACTIVE | 04050504 | 04050504 | 1 | EA | ELEC/INS | MOTOR, PNEUMATIC, AUX DRV, 400 RPM, ABB AIR PREHEATER INC., 7204, WU:AIR PREHEATER DRIVE UNIT, U-1&4
0100005568 | ACTIVE | 04050505 | 04050505 | 1 | EA | ELEC/INS | DRIVE, CW TO OPEN, TYPE K DAMPER, TK-43A2710A90C8; WU: UNIT 1&4
0100005585 | ACTIVE | 04050600 | 04050600 | 400 | FT | ELEC/INS | CONDUIT, FLEXIBLE, LIQUID-TITE, 3/4 IN, UA/LA, HIGH TEMP 150C, CED, ATX12; WU: UNITS 1&4
3439003165 | ACTIVE | 04050601 | 04050601 | 5 | EA | MECH | COUPON, TEST, WELD, 6"X 6", CS, 80 SCH, BEVEL BOTH ENDS, PNM MACHINE SHOP, BY DESCRP, WU:WELDING TEST PRACTICE PROGRAM
3439003173 | ACTIVE | 04050601 | 04050601 | 6 | EA | MECH | COUPON, TEST, WELD, 2"X 4", CS, 80 SCH, PNM MACHINE SHOP, BY DESCRP, WU:WELDING TEST PRACTICE PROGRAM
0000000305 | ACTIVE | 33333333 | 04050602 | 4 | EA | MECH | PLATE, WEAR, IMPACT, UCC, 903078, WU: #2 MIXER SPROCKET UNLOADER HOUSE
0100006098 | ACTIVE | 33333333 | 04050603 | 1 | EA | ELEC/INS | VALVE, GATE, KNIFE, 12", AC, LS, SAV ,NON-ASB, UNITED CONVEYOR, 197068-12-01-01-1, WU:U1 ECONOMIZER ASH SYS
6145000276 | ACTIVE | 04050700 | 04050700 | 210 | FT | ELEC/INS | CORD, SO, CONDR 3, #14 AWG, YEL/BLK, CAROL CABLE, BY DESCRP
6145003080 | ACTIVE | 04050700 | 04050700 | 920 | FT | ELEC/INS | WIRE, ELECTRICAL, INSUL, BLACK, (PTFE), #10 AWG, CU, 1/C, STR, 600 V, BELDEN, 6M100102, 500'/ROLL
6145003064 | ACTIVE | 04050700 | 04050700 | 1364 | FT | ELEC/INS | WIRE, ELECTRICAL, INSUL, RED, #10 AWG, CU, 1/C, STR, 600 V, BELDEN, 6M100103
0100004571 | ACTIVE | 04050702 | 04050702 | 1 | EA | MECH | PUMP, VACUUM, DEHYDRATOR, OIL FILTRATION SYSTEMS, VP-VLR60, WU:U3&4 VAC DEHYDRATOR (MDL 5 GPM & 10GPM)
4320082748 | ACTIVE | 04050703 | 04050703 | 1 | EA | MECH | CHAMBER, DISPL, 5/8", MILTON ROY, 221-0234-101, WU:M-R MDL CDMR1-72-46SM, 5/8" PLUNGER, S/N200153-2, PHOSPHATE PUMP
0000000294 | ACTIVE | 33333333 | 04050703 | 3 | EA | MECH | BODY, BUTTERFLY, 8", UCC, 190094-1, WU: #2 PADDLE MIXER SPROCKET UNLOADER HOUSE
0100004509 | ACTIVE | 04050800 | 04050800 | 131 | PR | MECH | COUPON, TEST, PLATE, 8"X4"X1/2", A105, BEVELED 37? ON 6", PNM MACHINE SHOP, BY DESCRP, WU:WELDING TESTING PROGRAM (2EA=1PR)
0100004510 | ACTIVE | 33333333 | 04050800 | 74 | PR | MECH | COUPON, TEST, PLATE, 2EA=1PR, 8"X4"X3/8", A105, BEVELED 37? ON 6", PNM MACHINE SHOP, BY DESCRP, WU:WELD TESTING PROGRAM
3110070863 | ACTIVE | 33333333 | 04050802 | 1 | EA | MECH | BEARING, INBD, 6.0000"ID, WESTINGHOUSE ELECTRIC CORP, 710B862G04, WU: WESTINGHOUSE ELECTRIC MOTOR
4320075734 | ACTIVE | 04050802 | 04050802 | 2 | EA | MECH | PUMP, OIL, LUBE, 100 PSI, MOLDED 3" FLANGES, B&W, 6523326, WU:B&W PULV LUBE OIL PMPS, LUBE COUNCIL, U-3&4, K124A
5975259291 | ACTIVE | 99999999 | 04050804 | 1 | EA | ELEC/INS | BUSHING, LOW VOLTAGE, 8.7 KV, GENERAL ELECTRIC CO., 1B922, WU: MCGRAW-EDISON AUXILIARY TRANSFORMER
4710101462 | ACTIVE | 04050805 | 04050805 | 9 | EA | MECH | TUBE, BOILER, BEND, 2-1/4" OD X 0.236" MW, 90 DEG BEND, 4.5" BEND RADIUS X 3' LEGS, SA210A1, HOT FINISHED WITH COLD FINISH TOLERANCES, ANY MFG
6145000136 | ACTIVE | 33333333 | 04050900 | 500 | FT | ELEC/INS | CABLE, WELD, INSULATED, #2 AWG, BY DESCRP, ANY MFG
4720001488 | ACTIVE | 04050901 | 04050901 | 250 | FT | MECH | HOSE, STEAM, 3/4", (CUT IN 50'L), 250 LB/450 DEG F, BLK, BOSTON INDUSTRIAL PRODUCT, 87-9569-02
3990000105 | ACTIVE | 04050903 | 04050903 | 3 | AS | MECH | GATE,ASSY/ROTARY,10",UCC,1956-243,WU: UCC ASH HNDLNG SYS,AIR CYL OPERATED W/LIMIT SWITCH PROVISIONS
0100005584 | ACTIVE | 04051000 | 04051000 | 200 | FT | ELEC/INS | CONDUIT, FLEXIBLE, LIQUID-TITE, 1 IN, UA/LA, HIGH TEMP 150C, CED, ATX13; WU: UNITS 1&4
3910000292 | ACTIVE | 04051001 | 04051001 | 20 | EA | MECH | WHEEL, TRUNION, W/BRKT, UCC, 3613-5
0000000273 | ACTIVE | 33333333 | 04051002 | 1 | ST | MECH | MIXER, (36 KT=1 ST) PADDLE KIT, UCC, 6100-81-1, WU:#2 PADDLE MIXER SPROCKET UNLOADER HOUSE
5307152289 | ACTIVE | 99999999 | 04051004 | 2 | EA | MECH | STUD, TURBINE, BODY BOUND, PNM MACHINE SHOP, BY DESCRP, GENERAL ELECTRIC CO., 264A6274P0001
0100004284 | ACTIVE | 04051005 | 04051005 | 1 | EA | MECH | REEL, HOSE, FIRE, 1-1/2", 100' L, GLOBAL CONTINUOUS FLOW, DIXON VALVE, FD47I-150-100, WU: FIRE HOSE REEL
0100004606 | ACTIVE | 33333333 | 04051100 | 60 | PR | MECH | COUPON, TEST, PIPE, SEAMLESS, 4", XXH, A106B, 5"L, W/37-1/2", BEVEL ON ONE END, PNM MACHINE SHOP, BY DESCRP, 1PR=2EA
0100000281 | ACTIVE | 33333333 | 04051101 | 2 | EA | MECH | CAP, CYLINDER, STD, 5", 1/4 NPT, FOR NON RETURN VALVE CYLS, ATWOOD MORRILL, 33621011S002, WU: U-2,3,&4 ONLY, DUP CAT ID 0100000054
3990000261 | ACTIVE | 04051101 | 04051101 | 3 | EA | MECH | ANGLE, GUIDE/RIGHT HAND, UCC, 20274, WU:UCC FLYASH & BOTTOM ASH SYST, U-3&4
0100003108 | ACTIVE | 04051102 | 04051102 | 1 | EA | MECH | VALVE, ROTOLOK, 8" BARE, NON-ASB, BABCOCK & WILCOX, 6347975, WU:U-3&4 BAGHOUSE ACI SYS
0100003114 | ACTIVE | 04051102 | 04051102 | 1 | EA | MECH | ROTOR, COMPLETE, BABCOCK & WILCOX, 6347981, WU:U3&4 BAGHOSUE ACI SYSTEM
0100000069 | ACTIVE | 04051105 | 04051105 | 320 | FT | ELEC/INS | CABLE, INSULATED, #12 AWG, CU, 16/C, STR, 600 V, SOOW CSA, BLACK, 90 DEG C, CED, N7042, CAROL SUPER VU-TRON, FT-2 P-7K-123033
4540000215 | ACTIVE | 04051200 | 04051200 | 483 | FT | ELEC/INS | CABLE, HEAT TRACE, SELF LIMITING, 3W/FT, 120 V, RAYCHEM CORP., 03BTV1
6145003122 | ACTIVE | 04051200 | 04051200 | 1360 | FT | ELEC/INS | WIRE, ELECTRICAL, INSUL, BLACK, #8, CU, 1/C, STR, 600 V, BY DESCRP, LEVITON-AMERICAN
4730108059 | ACTIVE | 04051201 | 04051201 | 2 | EA | MECH | ELBOW, PIPE, 30 DEG, 4", UCC,170244, WU: UCC ASH HANDLING PIPING SYS
0100006246 | ACTIVE | 04051202 | 04051202 | 1 | EA | MECH | SPROCKET, DRWG# 5-4901-157Z1-3, SECTION-DRIVE, RH, 26-1/2" DFC, UCC, 36660-9, SPROCKET, 36660-9; WU:U-1 ECONOMIZER ASH SYS
3990000444 | ACTIVE | 33333333 | 04051204 | 1 | EA | MECH | FRAME, PYRITES, GATE, BABCOCK & WILCOX, 3020342
0100000112 | ACTIVE | 04051204 | 04051204 | 2 | EA | MECH | PLATE, WEAR, UPPER LEFT HAND, LOW PROFILE, RW, B&W 4644954
0100003461 | ACTIVE | 33333333 | 04051205 | 3 | EA | MECH | HOSE, ASSY/FIRE W/ENDS, NON COLLAPISIBLE, 1-1/2", 50'L, VERISGARD SNTHTC RUBBER TUBE, 200-300 PSI, NH THRD, RED, NTL FIRE FIGHTER, PAC15BH20
4540000348 | ACTIVE | 04051300 | 04051300 | 500 | FT | ELEC/INS | CABLE, HEAT TRACE, SELF LIMITING, 120 V, 8 WATTS PER FOOT, RAYCHEM CORPORATION, X
3020052209 | ACTIVE | 04051301 | 04051301 | 10 | FT | TOOL | CHAIN, DRIVE, HY-VO, 10'L, 3"W, 1", OLD STYLE, MORSE CHAIN/BORG-WARNER, HV812-115, WU:GARDNER-DENVER FLY ASH BLOWERS, U-1,3 4
3040057683 | ACTIVE | 33333333 | 04051302 | 2 | AS | MECH | BRACKET, MOUNTING, ASSY/DRV, W.W. SLY, AB-610L, WU:SLY FILTER TRAVELER, BAGHOUSE FLYASH, U-3&4
3040057675 | ACTIVE | 04051302 | 04051302 | 1 | AS | MECH | BRACKET, MOUNTING, ASSY/IDLER, W.W. SLY, AB519R, WU:SLY FILTER TRAVELER, BAGHOUSE FLYASH, U-3&4
3020054718 | ACTIVE | 04051302 | 04051302 | 1 | AS | MECH | WHEEL, ASSY/TOP, WW SLY MFG CO, ABC-516, WU:WW SLY FILTER TRAVELER, BAGHOUSE, FLY ASH, U-3&4
4140001365 | ACTIVE | 04051303 | 04051303 | 10 | EA | MECH | STONE, DIFFUSER, 6"W X 12"L, UCC, 38355, WU: UCC FLYASH & BOTTOM ASH SYSTEM, U-1&4
4540000280 | ACTIVE | 04051400 | 04051400 | 997 | FT | ELEC/INS | CABLE, HEAT TRACE, SELF LIMITING, 5W/FT, 120 V, RAYCHEM CORP., 5BTV1
3040058582 | ACTIVE | 04051401 | 04051401 | 2 | EA | MECH | ELEMENT, COUPLING, E100, REXNORD, E100, WU:MOTOR COUPLING, PULVERIZER, U-3&4
0100003334 | ACTIVE | 04051403 | 04051403 | 2 | EA | MECH | ACTUATOR, PNEUMATIC, 10" STROKE, 40D/150W KNIFE GATE, BASIC, CS, UCC, 1918-122-10-1, WU:U-3&4 ASH CNVYR USE WITH 0100003331
4730102870 | ACTIVE | 04051404 | 04051404 | 76 | EA | MECH | SHIELD, TUBE, 2-1/4"DIA ID, 10 GA WT, 316SS, 90 DEG CURVE/180 DEG WRAP, ANY MFG, BY DESCP, STYLE CCI, 6" RADIUS, 3" LEG EXTEND. WU: BOILER R
4730109271 | ACTIVE | 33333333 | 04051404 | 136 | EA | MECH | SHIELD, TUBE, 2"DIA, 10 GA WT, 316SS, 90 DEG CURVE/180 DEG WRAP, ANY MFG, BY DESCRP, 3" RADIUS, STYLE CAO
5365207835 | ACTIVE | 04041100 | 04051405 | 10 | EA | MECH | SPACER,(PUPS),4" X 20" IN,F-W ENERGY CORP,BY DESCRP,WU:VICTAULIC COUPLGS, 20" COAL BRNR CONDUIT, F-W DRW#M-712-27 MK #6035
5305155201 | ACTIVE | 04051500 | 04051500 | 51 | EA | MECH | SCREW, CAP, 1-1/2" X 4-1/2", HEX, 6 TPI, GRD 5
3010051179 | ACTIVE | 04051501 | 04051501 | 1 | EA | MECH | REDUCER, GEAR, 627:1, BABCOCK & WILCOX, 8003014
4710100100 | ACTIVE | 04051501 | 04051501 | 485 | FT | ELEC/INS | TUBING, TEFLON, 3/8"OD, RESEARCH-COTTRELL TECHNOL, 17006, WU: CEM
4320084975 | ACTIVE | 33333333 | 04051502 | 2 | EA | MECH | BOWL, INTERMEDIATE/PUMP, 20", CI, JOHNSTON PUMP FACTORY, 43100-148, WU: HOTWELL PMPS U-3&4
3915000602 | ACTIVE | 33333333 | 04051503 | 52 | EA | MECH | PLATE, DIFFUSER/RND, 11-1/2", HELMICK CORPORATION, SK-8778, WU: UCC ASH HANDLING SYST, FLY ASH DIFFUSER
4730110030 | ACTIVE | 33333333 | 04051504 | 725 | EA | MECH | SHIELD, TUBE, 2"DIA, 10 GA WT, 316SS, 90 DEG CURVE/180 DEG WRAP, ANY MFG, BY DESCRP., STYLE CAI, (INSIDE BEND SHIELD)
0100006232 | ACTIVE | 04051505 | 04051505 | 1 | EA | MECH | SPROCKET, DRWG# 5-4901-157Z1-3, SECTION-DRIVE, RH, 26-1/2" DFC, UCC, 36651, WU:U1 ECONOMIZER ASH SYS
0100002944 | ACTIVE | 04051601 | 04051601 | 64 | EA | MECH | TILE, CERAMIC, 4"X6"X1" THK, W/FERRULE & PLUG, BABCOCK & WILCOX, 6029759, WU:PULVERIZER HOUSING U-3&4
3990000204 | ACTIVE | 04051602 | 04051602 | 80 | EA | MECH | STONE, DIFFUSER, W/ANGLED CORNERS, 12"W, 12"L, 1"THK, UCC, 38037, WU: UCC ROTARY UNLOADER, U1-4
4320077763 | ACTIVE | 04051603 | 04051603 | 1 | EA | MECH | HOUSING, ASSY, 316 SS, WORTHINGTON PUMPS CORP., 959467-16, WU:WRTHNGTN MDL D1011, 3X1-1/2X8, Y725254, 316SS
0100003972 | ACTIVE | 33333333 | 04051605 | 16 | EA | MECH | DEFLECTOR, MECHANICAL, 18-1/4 SILICON CARBIDE, BABCOCK & WILCOX, 6223406, WU:U3&4 B&W LOW NOX BURNERS
3110073198 | ACTIVE | 33333333 | 04051703 | 2 | EA | MECH | BEARING, SPHERICAL, 7.8740"ID, 13.3858"OD, 4.4094"W, SELF-ALIGNING, NTN BRG CORP OF AMERI, 23140BL1/C3
0100004929 | ACTIVE | 04052104 | 04051704 | 2 | EA | MECH | COUPLING, PIPE, CS, 20" FULL FLEX 411, BABCOCK & WILCOX, 3002578, WU:U3&4 COAL PIPING
4320084967 | ACTIVE | 33333333 | 04051800 | 2 | EA | MECH | BOWL, PUMP, 18", CI, JOHNSTON PUMP FACTORY, 43097-141, WU:JOHNSTON PUMP, 7 STAGE 18CC TOP, BOWL ASSY, HOTWELL PUMPS, U-3&4
0100000050 | ACTIVE | 04051801 | 04051801 | 17 | BX | MECH | TILE, (5 SQ FT/BX=20 SHEETS) CERAMIC, 1"W, 1"L, 3/16"T, W/RTV BACKING, THERMO VAC, THE441337101
3110067604 | ACTIVE | 33333333 | 04051802 | 2 | EA | MECH | BEARING, SUCTION BELL, DISCHRG BOWL, A=26" LONG, JOHNSTON PUMP, 45874-A,WU:JHNSTN 80 THS PMP, S/N TH2201-2, U-3&4
0100006259 | ACTIVE | 33333333 | 04051803 | 2 | EA | MECH | DIFFUSER, SILICONE CARBIDE, 18-1/4", BABCOCK & WILCOX, 6223407, WU:3&4 BURNERS
0100004929 | ACTIVE | 04052104 | 04051804 | 2 | EA | MECH | COUPLING, PIPE, CS, 20" FULL FLEX 411, BABCOCK & WILCOX, 3002578, WU:U3&4 COAL PIPING
4810133514 | ACTIVE | 33333333 | 04051805 | 1 | EA | MECH | DISC, VALVE, ASSY, 24", 150 LB, ATWOOD-MERRILL, 43336-003-2201-000
4810133308 | ACTIVE | 33333333 | 04051805 | 1 | EA | MECH | DISC, VALVE, CHECK, 24", 150 LB, ATWOOD-MERRILL, 43336-003-2201-000
4810133407 | ACTIVE | 33333333 | 04051901 | 1 | EA | MECH | DISC, VALVE, CHECK, 12", 300 LB, ATWOOD-MERRILL, 32427-406-3034-121, WU: A-M VALVE
6145003379 | ACTIVE | 04051901 | 04051901 | 1 | EA | MECH | WIRE, WINDING, 135# SPOOL, KOMLINE-SANDERSON ENGINEE, 60K0001, WU: LIMESTONE
3110058017 | ACTIVE | 33333333 | 04051902 | 1 | EA | MECH | PLATE, THRUST, G.E., 133D5602G0001, WU:GE TURBINE 170X764, SEQ 0606, BEARING TURB THRUST,TURB END, U-4
0100006259 | ACTIVE | 33333333 | 04051903 | 9 | EA | MECH | DIFFUSER, SILICONE CARBIDE, 18-1/4", BABCOCK & WILCOX, 6223407, WU:3&4 BURNERS
4420000129 | ACTIVE | 04051904 | 04051904 | 568 | EA | MECH | DISTRIBUTOR, BRINE/POLYSULFONE, 1/2"DUAL ORF, RESOURCES CONSERVATION CO, BY DESCRP
4010067728 | ACTIVE | 04052000 | 04052000 | 186 | FT | TOOL | CHAIN, HOIST, 3/8"D, ALLOY STL, 7300 LB, ACCO, BY DESCRP, GRADE 8, ALLOY STEEL, RATED 7300 LBS, (NACM)
4010067710 | ACTIVE | 04052000 | 04052000 | 37 | FT | TOOL | CHAIN, HI-TEST, 1/4", ACCO, BY DESCRP
9350000262 | ACTIVE | 04052001 | 04052001 | 60 | EA | MECH | TILE, WEAR, 4-1/2"W, 6"L, 1"THK, DURA FRAX WEAR ALUMINA PLAIN, ANY MFG, BY DESCRP, WU:COAL DIVERSION CHUTE, LINING, TRIPPER DECK; SCRUBBERS,
9350000049 | ACTIVE | 04052001 | 04052001 | 64 | EA | MECH | TILE, WEAR, 4-1/2"W, 4-1/2"L, 1"THK, CERM/ALUMINA, ANY MFG, BY DESCRP
0100005664 | ACTIVE | 04052002 | 04052002 | 2 | EA | MECH | PULLEY, SHEAVE, 4 V-BELT, SPB/4/DW630, GG, EKATO CORP, 259-101011852-00, WU:1-4 EKATO AGITATORS
4320086426 | ACTIVE | 04052003 | 04052003 | 1 | AS | MECH | CASING, PUMP, OEM, BYRON JACKSON, 8012726, WU: U-4 HEATER DRAIN PMP
4140000995 | ACTIVE | 33333333 | 04052004 | 1 | EA | MECH | CARRIAGE, ASSY/RIGHT HAND, BERGEMANN USA, INC., 347293-000H, WU:D-P SOOT BLOWER IK-525B & IK-545B, U-3&4
0100000333 | ACTIVE | 04052100 | 04052100 | 3 | EA | ELEC/INS | BATTERY, WET, ACID, 9" X 21-1/2" X 11, 12 V, 1155 CCA, AMP HOURS 1445 CA, TOP POST, INTERSTATE BATTERY, 8D-XHD
0100000332 | ACTIVE | 04052100 | 04052100 | 1 | EA | ELEC/INS | BATTERY, WET, ACID, 9" X 21" X 8-1/2", 12 V, 1000 CCA, AMP HOURS 1250 CA, TOP POST, INTERSTATE BATTERY, 4D-XHD
9505000092 | ACTIVE | 04052101 | 04052101 | 25 | LB | MECH | WIRE, TIE, SOFT ANNEALED, #18 GA DIA, 304 SS, 25# RO, ANY MFG, BY DESCRP, WU: PLANT WIDE
0100001675 | ACTIVE | 99999999 | 04052102 | 24 | EA | MECH | VANE, CLASSIFIER ASSY, 1/8" THK, LOUVER SECTION WITH 2-9/16"WX15"L SLOTS, BABCOCK & WILCOX, 8000057
5307150689 | ACTIVE | 99999999 | 04052103 | 1 | EA | MECH | STUD, TAP, GENERAL ELECTRIC, U606P325L2987
0100004929 | ACTIVE | 04052104 | 04052104 | 2 | EA | MECH | COUPLING, PIPE, CS, 20" FULL FLEX 411, BABCOCK & WILCOX, 3002578, WU:U3&4 COAL PIPING
0100000327 | ACTIVE | 33333333 | 04052200 | 1 | EA | ELEC/INS | BATTERY, WET, ACID, 7-1/2" X 9-1/4" X 7-1/4", 12 V, 650 CCA, AMP HOURS 815 CA, SIDE POST, INTERSTATE BATTERY, MT-75, WU:PLANT EQUIP & VEHICLES
0100000330 | ACTIVE | 04052200 | 04052200 | 2 | EA | ELEC/INS | BATTERY, WET, ACID, 6-1/2" X 8-1/4" X 5-1/2", 12 V, 230 CCA, AMP HOURS 290 CA, TOP POST, INTERSTATE BATTERY, SP-30
4720000852 | ACTIVE | 04052201 | 04052201 | 3 | LA | MECH | HOSE, AIR, 7", 11-1/2'L, 15 PSI/150 DEG F, W.W. SLY MFG CO, 309344, WU:FLYASH BIN BAGHOUSE, U-3&4
0100004929 | ACTIVE | 04052104 | 04052204 | 2 | EA | MECH | COUPLING, PIPE, CS, 20" FULL FLEX 411, BABCOCK & WILCOX, 3002578, WU:U3&4 COAL PIPING
0100001567 | ACTIVE | 04060100 | 04060100 | 1 | EA | MECH | VALVE, GLOBE, Y PATTERN, 2", CS SA105 BODY, SCKTWLD, CLASS 2680, NON-ASB, ASME/ANSI B16.34, ROCKWELL EDWARDS, 66124-A105-2"
4820119271 | ACTIVE | 04061700 | 04060100 | 2 | EA | MECH | VALVE, PLUG, 3", CS BODY, FLGD, 300#, DI/NICKEL PLUG, NON-ASB, DURIRON CO, G431EDS/DINI, WU: U-1&4 BOTTOM ASH
4730117290 | ACTIVE | 04060101 | 04060101 | 5 | EA | MECH | FLANGE, PIPE, 3" NPS, SA105, 150 LB, FLAT FACED, THDED, ANY MFG, BY DESCRP
4730128206 | ACTIVE | 04060101 | 04060101 | 7 | EA | MECH | FLANGE, PIPE, SLIP ON, 4" NPS, SA105, 150 LB, RAISED FACE, ANY MFG BY DESCRP
4730127745 | ACTIVE | 04060101 | 04060101 | 29 | EA | MECH | FLANGE, PIPE,SLIP ON, 3" NPS, SA105, 300 LB, RAISED FACE, ANY MFG BY DESCRP
4730128214 | ACTIVE | 04060101 | 04060101 | 6 | EA | MECH | FLANGE, PIPE, 3" NPS, SA105, 150 LB, RAISED FACE, SLIP ON, ANY MFG, BY DESCRP
4730131325 | ACTIVE | 04060102 | 04060102 | 2 | EA | MECH | JOINT, EXPANSION, REDUCING, 12" ID X 10" ID, 9-3/8" F/F, RUBR, 300 LB, 16 BOLT HOLES ON EA. FLG END, GEBHARD & BOYD ASSOC, QRC-151-BB
4730116557 | ACTIVE | 04060102 | 04060102 | 1 | EA | MECH | JOINT, EXPANSION, 12" X 12", 9" F/F, RUBR, FLGD (150# 12 HOLE) & (300# 16 HOLE), ANY MFG, BY DESCRP, WU:LAKE H2O PMP 4&5 DISCHG
4730106665 | ACTIVE | 04060102 | 04060102 | 1 | EA | MECH | JOINT, EXPANSION, 12" ID X 12" ID, 8-1/2" F/F, RUBR, 300 LB, FLGD 16 HOLES, RM-HOLZ, 1648, WU:LAKE STATON, #3 WATER PMP & MOTOR, DISCHARGE EXP JT
4730131416 | ACTIVE | 04060105 | 04060105 | 1 | EA | MECH | JOINT, EXPANSION, SUCTION SIDE, 24", 14" F/F, RUBR, RM-HOLZ, 9468, WU: BRINE RECIRC PMP, U-3&4
4820120519 | ACTIVE | 04060200 | 04060200 | 1 | EA | MECH | VALVE, BUTTERFLY, LUG, W/GEAR OPERATOR, 12", 316SS BODY, EPDM SEAT, NON-ASB, KEYSTONE VALVE, GRL 12 D11E, WU:WASTEWATER, U-3&4
4810132367 | ACTIVE | 04060200 | 04060200 | 1 | EA | MECH | VALVE, BUTTERFLY, ASSY, 12", CI BODY, WAFER, SS DISC & STEM, NON-ASB, KEYSTONE GRW 12 D11E A1 K B0
4820120527 | ACTIVE | 04060200 | 04060200 | 1 | EA | MECH | VALVE, BUTTERFLY, LUG, 10", CI BODY, EPDM SEAT, NON-ASB, BARE STEM, KEYSTONE VALVE, GRL 10 D11E, WU: BC #4
4730107879 | ACTIVE | 04060201 | 04060201 | 3 | EA | MECH | FLANGE, PIPE, 4" NPS, SA182F316L, 150 LB, STD BORE, RAISED FACE, WELD NECK, ANY MFG, BY DESCRP
4730113943 | ACTIVE | 04060201 | 04060201 | 1 | EA | MECH | FLANGE, PIPE, BLIND, 4" NPS, SA182F316, 150 LB, RAISED FACE, ANY MFG BY DESCRP
4730104900 | ACTIVE | 04060201 | 04060201 | 4 | EA | MECH | FLANGE, PIPE, 4" NPS, SA105, 150 LB, STD BORE, RAISED FACE, WELDNECK, ANY MFG, BY DESCRP
4730109206 | ACTIVE | 04060201 | 04060201 | 7 | EA | MECH | FLANGE, PIPE, BLIND, 4" NPS, SA105, 150 LB, RAISED FACE, ANY MFG BY DESCRP
4730111996 | ACTIVE | 04060202 | 04060202 | 1 | EA | MECH | JOINT, EXPANSION, 16" X 16", 12" F/F, RUBR, (150# 16-HOLE X 300# 20 HOLE FLNG), 65 PSI, 250 DEG F, ANY MFG, BY DESCRP, WU:RIVER H2O PMP 3 DISCHG
0100003421 | ACTIVE | 33333333 | 04060203 | 1 | EA | MECH | JOINT, EXPANSION, STEAM, REMOVABLE COVER, 12", 2 PLY, I625, 87.1 PSIG, 540 DEF F, PATHWAY BELLOWS, Z19037-1, WU:UNITS 3&4 EXT STEAM BELLOWS
4820118885 | ACTIVE | 33333333 | 04060300 | 1 | EA | MECH | VALVE, PLUG, GEAR OPERATOR, 4", CF8M/316SS, 300# RF/FLGD, 720 PSI, 316SS BALL, TFE SLV & PKG, NON-ASB, DURIRON CO, DG431H D4D4 0400
0100004208 | ACTIVE | 33333333 | 04060300 | 1 | EA | MECH | VALVE, PLUG, W/O ACTUATOR, 4", FIG 061, DI/PFA BODY, 150#, DI/PFA-N SEAT, NON-ASB,XOMOX (TUFLINE), XS090D008, WU:LIMESTONE
0100001749 | ACTIVE | 04060300 | 04060300 | 1 | EA | MECH | VALVE, GLOBE, Y PATTERN, 2", CS A105 BODY, SCKTWLD, CLASS 800, NON-ASB, ASME/ANSI B16.34, ROCKWELL, 848Y
0100001748 | ACTIVE | 04060300 | 04060300 | 4 | EA | MECH | VALVE, GLOBE, Y PATTERN, 1-1/2", CS A105 BODY, SCKTWLD, CLASS 800, NON-ASB, ASME/ANSI B16.34, ROCKWELL, 848Y
0100000439 | ACTIVE | 04060301 | 04060301 | 1 | EA | MECH | FLANGE, PIPE, SOCKET WELD, 4" NPS, SA105, 150 LB, XH BORE, RAISED FACE, ANY MFG BY DESCRP
0100000413 | ACTIVE | 04060301 | 04060301 | 6 | EA | MECH | FLANGE, PIPE, WELD NECK, 4" NPS, SA105, 150 LB, XH BORE, RAISED FACE, ANY MFG BY DESCRP
4730123983 | ACTIVE | 04060301 | 04060301 | 4 | EA | MECH | FLANGE, PIPE, WELD NECK, 4" NPS, SA105, 150 LB, STD BORE, FLAT FACED, ANY MFG BY DESCRP
4730130012 | ACTIVE | 04060301 | 04060301 | 8 | EA | MECH | FLANGE, PIPE, WELD NECK, 3" NPS, SA105, 150 LB, STD BORE, RAISED FACE, ANY MFG BY DESCRP
0100003936 | ACTIVE | 04060303 | 04060303 | 1 | EA | MECH | JOINT, EXPANSION, METAL, 12" NOMINAL DIA, SINGLE, INTEREP INC, 12-AS-WW-150-18-L-XX, INCONEL 625 BELLOWS PER DWG M00752-1, WU:BRINE CONCENTRATOR
4730113489 | ACTIVE | 04060304 | 04060304 | 1 | EA | MECH | JOINT, EXPANSION, BELLOWS, 10", UCC, 1730-238, WU: FA CONVEYING PIPE LINES U-1,2,3,4
4730135524 | ACTIVE | 04060305 | 04060305 | 1 | EA | MECH | JOINT, EXPANSION, 30", 10" F/F, RUBR, 76 PSI, 250 DEG, FLGD W/RINGS, STYLE 320/555, RM-HOLZ, BY DESCRP, WU: BC 2,3,&5, INCL. 4 CONTROL RODS
4820125260 | ACTIVE | 04060400 | 04060400 | 2 | EA | MECH | VALVE, GLOBE, 4", CI BODY, FLGD, 200 PSI, NON-ASB, ASME/ANSI B16.34, CRANE CO., 351
4820124032 | ACTIVE | 04060400 | 04060400 | 1 | EA | MECH | VALVE, GATE, 4", CI BODY W/BRZ GATE, FLGD, SOL WDG/TAP, 200# WOG, NON ASB, ANSI/ASTM, CRANE CO., 4651/2
4730129964 | ACTIVE | 04060401 | 04060401 | 6 | EA | MECH | FLANGE, PIPE, WELD NECK, 4" NPS, SA105, 300 LB, STD BORE, RAISED FACE, ANY MFG BY DESCRP
4730127752 | ACTIVE | 04060401 | 04060401 | 5 | EA | MECH | FLANGE, PIPE, SLIP ON, 4" NPS, SA105, 300 LB, RAISED FACE, ANY MFG BY DESCRP
4730128099 | ACTIVE | 04060401 | 04060401 | 1 | EA | MECH | FLANGE, PIPE, 4" NPS, SA105, 300 LB, RAISED FACE, THDED, ANY MFG, BY DESCRP
4730129923 | ACTIVE | 33333333 | 04060401 | 2 | EA | MECH | FLANGE, PIPE, BLIND, 4" NPS, SA105, 300 LB, RAISED FACE, ANY MFG BY DESCRP
0100001910 | ACTIVE | 04060401 | 04060401 | 2 | EA | MECH | FLANGE, PIPE, 4"NPS, SA105, 150 LB, BORED STD, RAISED FACE, SOCKET WELD, ANY MFG, BY DESCRP
0100004634 | ACTIVE | 04060402 | 04060402 | 1 | EA | MECH | POT, CONDENSATE CHAMBER, 4", XXH A106B CS, 1" 9000# SOCKET WELD END X SIDE CONNECTION, FLUID TECHNIQUES INCORPORATED, 144-XX
0100004105 | ACTIVE | 33333333 | 04060403 | 1 | EA | ELEC/INS | ACTUATOR, PART-TURN, RHD250,250Nm, 200 FT-LBS, INSTRUMENTATION & CONTROLS, V68151.0110.374.279.349.680.253.Z1E, WU:3&4 FD & PA FAN DAMPER
4730113489 | ACTIVE | 04060304 | 04060405 | 1 | EA | MECH | JOINT, EXPANSION, BELLOWS, 10", UCC, 1730-238, WU: FA CONVEYING PIPE LINES U-1,2,3,4
4820121749 | ACTIVE | 04060500 | 04060500 | 1 | EA | MECH | VALVE, PLUG, 4", FS BODY, FLGD, 300#-350 DEG, NON-ASB, NORDSTROM, BY DESCRIP, WU: BA SYS U-1&4
4820124602 | ACTIVE | 04060500 | 04060500 | 1 | EA | MECH | VALVE, POPPET, ASSY, CS BODY, NON-ASB, DIAMOND POWER 352226-000A
4820119370 | ACTIVE | 04060500 | 04060500 | 1 | EA | MECH | VALVE, BALL, 3", SS, 150 # FLNGS, SA351 CF8M BODY, SB473 UNSN08020 BALL, ANSI 150 CLASS, NON-ASB, APOLLO 87A-100-01
4810138372 | ACTIVE | 04060500 | 04060500 | 1 | EA | MECH | VALVE, PLUG, W/O ACTUATOR, 3", FIG 067, DI BODY/CF8M, MAX PSI FULL, MAX F 400, SEAT PTFE, NON-ASB, XOMOX CORP., BY DESCRP, WU:LS, O1 AREA, NSWW
4810138190 | ACTIVE | 33333333 | 04060500 | 3 | EA | MECH | VALVE, PLUG, W/O ACTUATOR, FIG 067, 2", DI CF8M BODY, FLNG, NON-ASB, CLASS 150, XOMOX CORP, BY DESCRP, WU:LIMESTONE
4730119460 | ACTIVE | 04060501 | 04060501 | 15 | EA | MECH | FLANGE, PIPE, BLIND, 6" NPS, SA105, 150 LB, RAISED FACE, ANY MFG, BY DESCRP
0100000414 | ACTIVE | 04060501 | 04060501 | 2 | EA | MECH | FLANGE, PIPE, WELD NECK, 4" NPS, SA105, 300 LB, XH BORE, RAISED FACE, ANY MFG BY DESCRP
4730130004 | ACTIVE | 04060501 | 04060501 | 2 | EA | MECH | FLANGE, PIPE, 6" NPS, SA105, 150 LB, STD BORE, RAISED FACE, WELD NECK, ANY MFG, BY DESCRP
4730124205 | ACTIVE | 04060502 | 04060502 | 1 | EA | MECH | JOINT, EXPANSION, 16" X 16", 11" F/F, W/20 HOLES, 300 LB, FLGD, BUTYL RUBR, (W/O RINGS) RM-HOLZ, 300-555, WU:RIVER H2O PMP 1&2 DSCHRGE
4730113745 | ACTIVE | 04060503 | 04060503 | 4 | EA | MECH | JOINT, EXPANSION, BELLOWS, 10", UCC, 1730-274, WU: FA CONVEYING PIPE LINES, UNIT 4
4820127894 | ACTIVE | 04060600 | 04060600 | 1 | EA | MECH | VALVE, PLUG, 6", CS BODY, FLGD, 150#, 316 SS PLUG, NON ASB, DURCO, DG411AHDSD4, WU:LOW PRESSURE ASH WATER SYS, BOTTOM ASH, U-1,2,3&4
4820121566 | ACTIVE | 04060600 | 04060600 | 1 | EA | MECH | VALVE, GATE, RISING STEM SPL WDG, 4", 316SS BODY, FLGD, 150#, NON-ASB, CF8M GR, ALOYCO INC, #117
4820124040 | ACTIVE | 04060600 | 04060600 | 1 | EA | MECH | VALVE, PLUG, 4", DI BODY, FLGD, 150#, SS PLUG, NON-ASB, THE DURIRON COMPANY INC., DG411AH DCID4
4820121558 | ACTIVE | 04060600 | 04060600 | 1 | EA | MECH | VALVE, GATE, RISING STEM, 3", 316SS BODY, FLGD, 150#, CF8M GR, NON-ASB, ALOYCO INC, #117
4730128065 | ACTIVE | 04060601 | 04060601 | 3 | EA | MECH | FLANGE, PIPE, THDED, 6" NPS, SA105, 150 LB, RAISED FACE, ANY MFG BY DESCRP
4730118009 | ACTIVE | 04060601 | 04060601 | 6 | EA | MECH | FLANGE, PIPE, WELD NECK, 6" NPS, SA105, 150 LB, STD BORE, FLAT FACE, ANY MFG BY DESCRP
4730128198 | ACTIVE | 33333333 | 04060601 | 6 | EA | MECH | FLANGE, PIPE, 6" NPS, SA105, 150 LB, RAISED FACE, SLIP ON, ANY MFG, BY DESCRP
4730128297 | ACTIVE | 04060601 | 04060601 | 3 | EA | MECH | FLANGE, PIPE, BLIND, 6" NPS, SA105, 150 LB, FLAT FACED, ANY MFG, BY DESCRP
0100005943 | ACTIVE | 04060601 | 04060601 | 1 | EA | MECH | FLANGE, PIPE, 6" NPS, 150LB, A105, FLAT FACE, SLIP ON, ANY MFG, BY DESCRP, WU:PLANT WIDE
4820122663 | ACTIVE | 04060602 | 04060602 | 2 | EA | MECH | VALVE, GATE, 4", STL, BW, HANDWHEEL OPR, 600#, NON-ASB, CRANE CO, 76 1/2U
4810123911 | ACTIVE | 04060602 | 04060602 | 1 | EA | MECH | DIAPHRAGM, VALVE, TYPE R-2, 4" VLV, GRINNELL, BY DESCRP, WU:GRINNEL VLV, FIG 2538 & 2433, DEMIN, U-3&4
4730135821 | ACTIVE | 04060603 | 04060603 | 4 | EA | MECH | HOLDER, NOZZLE, 10 DEG SPRAY ANG, UCC, 40319-4
0100004106 | ACTIVE | 33333333 | 04060604 | 2 | EA | ELEC/INS | UNIT, DRIVE, EBN853, INSTRUMENT & CONTROLS, V8853.103.381.385.335.349.390.680.253.Z1E, WU:U3&4 FD & PA FAN DAMPERS FOR RHD250&RHD800
0100000440 | ACTIVE | 33333333 | 04060701 | 2 | EA | MECH | FLANGE, PIPE, SOCKET WELD, 6" NPS, SA105, 300 LB, STD BORE, RAISED FACE, ANY MFG BY DESCRP
4730127760 | ACTIVE | 04060701 | 04060701 | 4 | EA | MECH | FLANGE, PIPE, 6" NPS, SA105, 300 LB, RAISED FACE, SLIP ON, ANY MFG, BY DESCRP
4730115096 | ACTIVE | 04060701 | 04060701 | 9 | EA | MECH | FLANGE, PIPE, WELD NECK, 6" NPS, SA105, 300 LB, STD BORE, RAISED FACE, ANY MFG BY DESCRP
4730135961 | ACTIVE | 04060702 | 04060702 | 1 | EA | MECH | JOINT, EXPANSION, SUCTION SIDE, 24", 12" F/F, 150 LB, RM-HOLZ, BY DESCRP, WU: BRINE CONCENTRATE 4 RECIRC
4810124513 | ACTIVE | 33333333 | 04060703 | 3 | EA | MECH | VALVE, GATE, KNIFE, 8", 304SS BODY & GATE, NON-ASB, DEZURIK CORP, KGC8-ES- F1S1-SMP-S1-M-CYPC8
3010049280 | ACTIVE | 33333333 | 04060704 | 1 | EA | MECH | REDUCER, GEAR, 1750 RPM, 7-5 HP, FALK, 7.52-70FZ3A, WU:ROBINS COAL HANDLING TRIPPERS, MAIN REDUCR, U-3&4
0100006527 | ACTIVE | 04060800 | 04060800 | 3 | EA | OFF/JAN | BUCKET, GENERAL USE, 5 GAL, PLASTIC, W/LID, METAL HANDLE W/PLASTIC GRIP, ANY MFG, BY DESCRP, USE 8145000017 FOR PCB DISPOSAL
8145000017 | ACTIVE | 04060800 | 04060800 | 4 | EA | MECH | CONTAINER, LIQUID, OPEN HEAD, SOLID PCB, 5 GL, BASCO, 8M-OH5-28/26RIB/LC-26RI-B, WITH LID
4730129915 | ACTIVE | 04060801 | 04060801 | 11 | EA | MECH | FLANGE, PIPE, BLIND, 6" NPS, SA105, 300 LB, RAISED FACE, ANY MFG, BY DESCRP, WU:MAINT, PLANT WIDE
4820125880 | ACTIVE | 33333333 | 04060900 | 1 | EA | MECH | VALVE, PLUG, 4", 316SS BODY, FLGD, 150#, 316SS TRIM, NON-ASB, TUFLINE, DIV. OF XOMOX CO, 4067 316/316 EG
4820120501 | ACTIVE | 04060900 | 04060900 | 1 | EA | MECH | VALVE, BALL, 4", 316 SS, FLG,150#, SA351 CF8M BODY, SA276 TP316L BALL, NON-ASB, ANSI 150 CLASS, JAMESBURY CORP., 5150-31-3600TT
0100000416 | ACTIVE | 04060901 | 04060901 | 5 | EA | MECH | FLANGE, PIPE, WELD NECK, 6" NPS, SA105, 300 LB, XH BORE, RAISED FACE, ANY MFG BY DESCRP
0100000415 | ACTIVE | 04060901 | 04060901 | 6 | EA | MECH | FLANGE, PIPE, WELD NECK, 6" NPS, SA105, 150 LB, XH BORE, RAISED FACE, ANY MFG BY DESCRP
5950249739 | ACTIVE | 33333333 | 04060902 | 3 | EA | ELEC/INS | TRANSFORMER, CONTROL, RCTFR, 1 PH, 2.2 kVA, 50/60 HZ, HARNISCHFEGER CORP., 75Q329D1, WU: RECTIFIER ON P&H OVERHEAD CRANE
4730108315 | ACTIVE | 04060904 | 04060904 | 2 | EA | MECH | JOINT, EXPANSION, BELLOWS, 9", UCC, 1730-246, WU: FA CONVEYING PIPE LINES, UNIT 4
0100000417 | ACTIVE | 04061001 | 04061001 | 7 | EA | MECH | FLANGE, PIPE, 8" NPS, SA105, 150 LB, STD BORE, RAISED FACE, WELD NECK, ANY MFG, BY DESCRP
0100000421 | ACTIVE | 04061001 | 04061001 | 2 | EA | MECH | FLANGE, PIPE, 8" NPS, SA105, 150 LB, RAISED FACE, SLIP ON, ANY MFG, BY DESCRP
3010051377 | ACTIVE | 04061002 | 04061002 | 3 | EA | MECH | ACTUATOR, PNEUMATIC, 8"BORE, 7" STROKE, INCLS ROD CLEVIS AND PIN, HYDRO LINE MFG, LR5U 8 X 7-N-1.38-2-N-N-N-1-1, WU:MPS89 PULV COAL VLV, S/N 1491
3915000487 | ACTIVE | 04061003 | 04061003 | 2 | EA | MECH | ACTUATOR, PNEUMATIC, 6"DIA, 16" STROKE, 150 PSI MAX, UCC, 4401-78, WU:BTTM ASH 8" SLIDING SLUICE GATE, U-3&4
3010051294 | ACTIVE | 04061004 | 04061004 | 1 | EA | MECH | ACTUATOR, PNEUMATIC, DBL ACTING, 100 LBS, BETTIS CORP, CBB725DA, WU:BOTTOM ASH SYS, U-1,2,3&4
3010048944 | ACTIVE | 04061004 | 04061004 | 1 | EA | MECH | ACTUATOR, ROBOT, ARM, 120 PSI, BETTIS CORPORATION,CBB-525, WU: DEWATERING BINS
3010047995 | ACTIVE | 04061004 | 04061004 | 1 | EA | MECH | ACTUATOR, ROBOT, ARM, 120 PSI, BETTIS CORP, CBB-420, WU:DEWATERING BIN
0100006099 | ACTIVE | 04061100 | 04061100 | 1 | EA | MECH | VALVE, GATE, KNIFE, 12", HANDWHEEL OPERATED, NON-ASB, UCC, 197055-5-1, WU:U1 ECONOMIZER ASH SYS
0100000419 | ACTIVE | 33333333 | 04061101 | 3 | EA | MECH | FLANGE, PIPE, WELD NECK, 8" NPS, SA105, 300 LB, STD BORE, RAISED FACE, ANY MFG BY DESCRP
0100000422 | ACTIVE | 33333333 | 04061101 | 2 | EA | MECH | FLANGE, PIPE, 8" NPS, SA105, 300 LB, RAISED FACE, SLIP ON, ANY MFG, BY DESCRP
4820120329 | ACTIVE | 04061102 | 04061102 | 2 | EA | MECH | VALVE, GLOBE, 1-1/2", FIG 5617B-F22, SCKTWELD, 1500/3600 PSI, HANDWHEEL OPERATED, NON-ASB, YARWAY CORP.,108126-07
4820123018 | ACTIVE | 04061102 | 04061102 | 1 | EA | MECH | VALVE, GLOBE, 1/2", FS, A105, SCKTWLD, CLASS 2680, 2980# @850 DEG F/6700 CWP, NON-ASB, ASME/ANSI B16.34, EDWARDS, 66124-A105-1/2"
0100003953 | ACTIVE | 04061103 | 04061103 | 2 | EA | MECH | VALVE, GLOBE, Y PATTERN, 2", CS A105, SCKTWLD, CLASS 1690, NON-ASB, ANSI B16.34, ROCKWELL EDWARDS, 36124-A105, WU:U1 WATER WALL DRAINS
5010001419 | ACTIVE | 04061105 | 04061105 | 1110 | EA | MECH | CARTRIDGE, FILTER, (1BOX=15EA), PARKER HANNIFIN, WC11R30A, WU:RCC FEED FILTERING
4810130007 | ACTIVE | 99999999 | 04061200 | 2 | AS | MECH | VALVE, BUTTERFLY, ASSY, 12", NON-ASB, UCC, 1941-85,WU: UCC FA & BA SYS, U-3
0100000418 | ACTIVE | 04061201 | 04061201 | 6 | EA | MECH | FLANGE, PIPE, 8" NPS, SA105, 150 LB, XH BORE, RAISED FACE, WELD NECK, ANY MFG, BY DESCRP
0100003028 | ACTIVE | 04061201 | 04061201 | 2 | EA | MECH | FLANGE, PIPE, SOCKET WELD, 6" NPS SA105, 150 LB, STD BORE, RAISED FACE, ANY MFG BY DESCRP
0100002818 | ACTIVE | 33333333 | 04061202 | 1 | EA | MECH | BODY, VALVE, GLOBE, SA105, 1500 CLASS, ANSI B16.34, BUTTWELD SCH 160, 3", VALTEK, 048046.001.041,WU:U-3&4 COLD REAGENT SPRAY
4810138026 | ACTIVE | 33333333 | 04061203 | 1 | EA | MECH | VALVE, BALL, 1-1/2", FLGD, 150#, CERM BALL & LINER, HAST STEM, NON-ASB, FUJIKIN OF AMER, CBV11-2150-ESH-E10,(OPER) ELOMATC RACK & PIN ACTUTR, P
0100006113 | ACTIVE | 04061300 | 04061300 | 1 | EA | MECH | VALVE, GATE, KNIFE, 8", NC, AC, LS, SAV, NON-ASB, UCC, 1919-2-08033901, WU:U1 ECONOMIZER ASH SYS
0100001566 | ACTIVE | 33333333 | 04061300 | 2 | EA | MECH | VALVE, GLOBE, 1-1/2", SCKTWLD, CS, SA105, PSI/1100/100 DG, 2500/6000 CLASS, ASME/ANSI B16.34, NON-ASB, EDWARDS 66124-A105-1-1/2"
0100000420 | ACTIVE | 99999999 | 04061301 | 4 | EA | MECH | FLANGE, PIPE, WELD NECK, 8" NPS, SA105, 300 LB, XH BORE, RAISED FACE, ANY MFG BY DESCRP
0000000508 | ACTIVE | 04061302 | 04061302 | 2 | EA | MECH | JOINT, EXPANSION, 30" ID, 10" F/F, EPDM RUBBER, 150 PSIG, 250 F, FLNGED, GEN RUBBER CO, STYLE 1015 MAXI-JOINT, SINGLE OPEN ARCH; LIMESTONE
3990000329 | ACTIVE | 04061304 | 04061304 | 3 | AS | MECH | NOZZLE, ASSY, 0 DEG SPRAY ANG, UCC, 4003-141-0-1-00-000
0100005469 | ACTIVE | 04061400 | 04061400 | 3 | EA | MECH | VALVE, GATE, KNIFE, 2", MANUAL HANDWHEEL, LUG, 150#, NON-ASB, ANY MFG, BY DESCRP, WU:ALL UNITS
4730128669 | ACTIVE | 04061401 | 04061401 | 3 | EA | MECH | ELBOW,PIPE,LR,SA234WPB SEAMLESS,90 DEG,NPS 4 IN,SCH XH,BUTTWELD,ANY MFG,BY DESCRP
0100003954 | ACTIVE | 04061402 | 04061402 | 1 | EA | MECH | VALVE, GLOBE, Y PATTERN, 2", A182F22 BODY, SCKTWLD, CLASS 1690, NON-ASB, ANSI B16.34, ROCKWELL EDWARDS, 36124-F22
4820120535 | ACTIVE | 04061403 | 04061403 | 2 | EA | MECH | VALVE, BUTTERFLY, LUG, 8", DI BODY, SS DISC/STEM, EPDM SEAT, NON-ASB, KEYSTONE, GRL 8 D11E A1 K B0
4730111426 | ACTIVE | 04061501 | 04061501 | 2 | EA | MECH | FLANGE, PIPE, 8" NPS, SA182F316L, 150 LB, STD BORE, RAISED FACE, SCKTWELD, ANY MFG, BY DESCRP
0100000387 | ACTIVE | 04061601 | 04061601 | 2 | EA | MECH | ELBOW, PIPE, SA234 CS SEAMLESS, 45 DEG, NPS 8", WPB, SCH XH, BUTTWELD, ANY MFG BY DESCRP
3660000625 | ACTIVE | 33333333 | 04061602 | 4 | EA | MECH | CYLINDER, PNEUMATIC, 4"BORE, 10" STROKE UNIVERSAL WITHOUT LIMIT SWITCHES, MDL MF1AM, B&W, 6515061, HIGH TEMP W/SPACER & 10" ROD EXTENSION
3660000096 | ACTIVE | 33333333 | 04061602 | 6 | EA | MECH | BLOCK, PIVOT, B&W, 8000226, WU: MPS-89 PULVERIZER, U-3&4
3660000518 | ACTIVE | 33333333 | 04061602 | 6 | EA | MECH | PIVOT, ROLL, B&W, 8000261
0100002417 | ACTIVE | 04061603 | 04061603 | 3 | EA | MECH | VALVE, GLOBE, Y PATTERN, 1-1/2", CS A105 BODY, SCKTWLD, CLS 1500, NON-ASB, ASME/ANSI B16.34, ANY MFG, BY DESCRP, WU: U1-4 FEEDWATER SYS AFTER BFP
0100002418 | ACTIVE | 04061603 | 04061603 | 3 | EA | MECH | VALVE, GLOBE, VERT STEM, 1-1/2", CS A105 BODY, SCKTWLD, CL1500, NON-ASB, ASME/ANSI B16.34, ANY MFG, BY DESCRP, WU:U1-4 FEEDWATER SYS AFTER BFP
4820126235 | ACTIVE | 04061700 | 04061700 | 1 | EA | MECH | VALVE, RELIEF, SAFETY, 2-1/2", 250#RF X 4" FNPT, 1753 SCFM, NON-ASB, KUNKLE INDUSTRIES, 6252FLJ01-KS0017
4820119271 | ACTIVE | 04061700 | 04061700 | 1 | EA | MECH | VALVE, PLUG, 3", CS BODY, FLGD, 300#, DI/NICKEL PLUG, NON-ASB, DURIRON CO, G431EDS/DINI, WU: U-1&4 BOTTOM ASH
0100000386 | ACTIVE | 04061701 | 04061701 | 2 | EA | MECH | ELBOW, PIPE, SA234 CS SEAMLESS, 45 DEG, NPS 8", WPB, SCH 40, BUTTWELD, ANY MFG BY DESCRP
0100005705 | ACTIVE | 04061702 | 04061702 | 1 | EA | MECH | VALVE, GATE, KNIFE, 3", W/ACTUATOR, UPGRADE 2205 SS GATE, NON-ASB, NEWCON, 032205DIAC, WU:ALL UNITS NUVA FEEDERS
4810123838 | ACTIVE | 04061702 | 04061702 | 1 | EA | MECH | DIAPHRAGM, VALVE, TYPE 'T',CI POLY LINED W/HYPALON DIAPHRAGM FE, 4" VLV, GRINNELL, 2538-C-903, WU:GRINNELL VLV, FIG 2538-C-903, DEMIN, U-3&4
5365216398 | ACTIVE | 04061705 | 04061705 | 1 | ST | MECH | SHIM, SET, GRINDING TABLE, (4 PER SET), FOSTER WHEELER ENERGY COR, 1494
4820128017 | ACTIVE | 33333333 | 04061800 | 1 | EA | MECH | VALVE, RELIEF, PRESS, 3"X 4", 12 PSI SET PRESS, NON-ASB, 50 MAX PSI, ANDERSON GREENWOOD, 930304FA, WU:A-G VLV, 3" 125 IN X 4" 150 OUT, BLWR DIFFU
0100000395 | ACTIVE | 04061801 | 04061801 | 7 | EA | MECH | ELBOW, PIPE, LR, SA234 CS SEAMLESS, 90 DEG, NPS, 6", WPB, SCH 40, BUTTWELD, ANY MFG BY DESCRP
4820120386 | ACTIVE | 04061802 | 04061802 | 2 | EA | MECH | VALVE, BUTTERFLY, 8", CI A126 BODY, FLGD, 150#, W/ENCLOSED OPERATOR, ASTM/ANSI, NON-ASB, HENRY PRATT CO., 2271718
0100000397 | ACTIVE | 04062001 | 04061803 | 8 | EA | MECH | ELBOW, PIPE, LR, SA234 CS SEAMLESS, 90 DEG, NPS, 8", WPB, SCH XH, BUTTWELD, ANY MFG BY DESCRP
4140000623 | ACTIVE | 33333333 | 04061804 | 1 | EA | MECH | WHEEL, 1-7/8", CLOCKWISE ROTATION, CHICAGO BLOWER CORP., 3753-HD-1
4610000095 | ACTIVE | 04061805 | 04061805 | 240 | EA | MECH | TUBE, FILTER, 316 SS-COTTON, FILTEMP, FBC50R30SE, WU:FILTERITE FILTER MDL 108MS03-316-6FD-C150/912849, SO2 U-3&4 & RCC
4820125831 | ACTIVE | 04061900 | 04061900 | 1 | EA | MECH | VALVE, CHECK, 8", 316SS BODY, NON-ASB, US VALVE, MODEL 19-4-4B (8), TECHNO CORP, 8.0 EHF 36 36 V NS 150 RF, WU:VALVE REPAIR WRS 3&4
4820125815 | ACTIVE | 33333333 | 04061900 | 1 | EA | MECH | VALVE, CHECK, 6", 316SS BODY, RF DISC, NON-ASB, TECHNO CORP, 5003-316, WU:REPAIR VALVES WRS 3&4
4820126730 | ACTIVE | 99999999 | 04061900 | 1 | EA | MECH | VALVE, BUTTERFLY, 6", 316SS BODY, FLGD, 150#/300 DEG, SS SEAT, HAND OPERATED, NON-ASB, ANSI, CENTERLINE, INC., L
0100000396 | ACTIVE | 04061901 | 04061901 | 2 | EA | MECH | ELBOW, PIPE, LR, SA234 CS, 90 DEG, NPS, 8", WPB, SCH 40, BUTTWELD, ANY MFG BY DESCRP
4810130007 | ACTIVE | 99999999 | 04061902 | 2 | AS | MECH | VALVE, BUTTERFLY, ASSY, 12", NON-ASB, UCC, 1941-85,WU: UCC FA & BA SYS, U-3
4820123745 | ACTIVE | 04061903 | 04061903 | 1 | EA | MECH | VALVE, PLUG, OEM ONLY, 8", 316 SS, FLGD, 300#, NON-ASB, THE DURIRON COMPANY INC., FIG. G431
3990000253 | ACTIVE | 04061905 | 04061905 | 3 | AS | MECH | GATE,ASSY,12",UCC,1956-244,WU:UCC FLYASH & B A SYS U-3&4
4820127944 | ACTIVE | 04062000 | 04062000 | 1 | EA | MECH | VALVE, PLUG, 6", W/O ACTUATOR, SS BODY, FLGD, 300 LBS, NON-ASB, THE DURIRON CO. INC., FIG. G431
4820119206 | ACTIVE | 99999999 | 04062000 | 1 | EA | MECH | VALVE, BALL, 3", SS, FLG, SA351 CF8M BODY, 600#, SA276 TP316L BALL, ANSI 600 CLASS, NON-ASB, HILLS MCCANNA (VLVS), S-601-S6-R-S6
4820120378 | ACTIVE | 33333333 | 04062000 | 1 | EA | MECH | VALVE, GATE, 3", CS BODY, BUTTWELD ,535 PSI@850 DEG F, 1480 PSI@100 DEG F, STEM & DISC CR13, NON-ASB, XH, CRANE CO, BY DESCRP
0100000397 | ACTIVE | 04062001 | 04062001 | 5 | EA | MECH | ELBOW, PIPE, LR, SA234 CS SEAMLESS, 90 DEG, NPS, 8", WPB, SCH XH, BUTTWELD, ANY MFG BY DESCRP
3020051441 | ACTIVE | 33333333 | 04062002 | 1 | EA | MECH | GEAR, KIT, (CONSISTS OF TWO GEARS), GARDNER-DENVER CO., 300CBT6008, WU:BLOWER MDL 11CDL23B, S/N 21187, 1A ASH CONVEYING BLOWER
5010003191 | ACTIVE | 99999999 | 04062002 | 1 | EA | MECH | ELEMENT, FILTER, PUMP INCLUDES HOUSING, PARKER HANNIFIN, 901747, CAT 5010000924 IS FILTER ELEMENT ONLY
4320084983 | ACTIVE | 04062004 | 04062004 | 1 | EA | MECH | BELL, SUCTION, OEM, JOHNSTON PUMP, 43103, WU:U-3&4 HOTWELL PUMPS
4820122986 | ACTIVE | 04062100 | 04062100 | 1 | EA | MECH | VALVE, GATE, 6", 316SS, FLANGED, 150#, KITZ, AK150UMAM6
0100000406 | ACTIVE | 04062101 | 04062101 | 5 | EA | MECH | TEE, PIPE, SA234 CS SEAMLESS, BUTTWELD, WPB, 6", SCH 40, ASME/ANSI, ANY MFG, BY DESCRP
0100000407 | ACTIVE | 04062101 | 04062101 | 5 | EA | MECH | TEE, PIPE, SA234 CS SEAMLESS, BUTTWELD, WPB, 8", SCH 40, ASME/ANSI, ANY MFG, BY DESCRP
4820123711 | ACTIVE | 33333333 | 04062102 | 1 | EA | MECH | VALVE, BUTTERFLY, 14", CI BODY, FLGD, 150#/100 DEG F, MANUAL OPERATOR, NON-ASB, TYCO VALVE (KEYSTONE), FIG. 2F11, WU:HIGH PRESSURE ASHWATER PUMPS
4810132870 | ACTIVE | 99999999 | 04062103 | 1 | EA | ELEC/INS | BODY, VALVE, 150-600#, 4", VALTEK INC, 001199--150-000, WU:SBAC BLOWER VALVE
6130000158 | ACTIVE | 99999999 | 04062104 | 1 | EA | ELEC/INS | POWERSUPPLY,125 DC,GENERAL ELECTRIC COMPANY,U6028AAXP0001
4820123711 | ACTIVE | 33333333 | 04062200 | 2 | EA | MECH | VALVE, BUTTERFLY, 14", CI BODY, FLGD, 150#/100 DEG F, MANUAL OPERATOR, NON-ASB, TYCO VALVE (KEYSTONE), FIG. 2F11, WU:HIGH PRESSURE ASHWATER PUMPS
4820128124 | ACTIVE | 33333333 | 04062201 | 1 | EA | MECH | VALVE, GATE, KNIFE, 12", CAST 316SS BODY, LUG, NON-ASB, CL150 GR, ANSI, DEZURIK C/O HENNESY EQUIP, KGC12MVF1TS2SMPS2-M*MN-HD16
0100006124 | ACTIVE | 04070100 | 04070100 | 1 | EA | ELEC/INS | MOTOR, ELECTRIC, F1 TYPE, 3 HP, 1760 RPM, 182TC FR, 3 PH, 60 HZ, BALDOR, VECP83661T-4, WU:U1&4 ECONOMIZER DRAG CHAIN
6105289570 | ACTIVE | 99999999 | 04070101 | 1 | EA | ELEC/INS | MOTOR, ELECTRIC, TYPE 9, 1-1/2 HP, 9 RPM, 145 FR, RELIANCE ELEC, BY DESCRP, WU: CONTINUOUS ROTARY UNLOADING VALVE, SLY FILTER (BAGHOUSE)
6105290826 | ACTIVE | 99999999 | 04070101 | 1 | EA | ELEC/INS | MOTOR, ELECTRIC, TEFC, 1 HP, 1740 RPM, 143T FR, 230/460 V, BALDOR ELECT CO, ECP3581T
6105289091 | ACTIVE | 04070103 | 04070103 | 1 | EA | ELEC/INS | MOTOR, FAN, ELECTRIC, TEFC, 15 HP, 3450 RPM, 254T FR, 208-230/460 V, 3 PH, BALDOR, ECP2294T
6105287889 | ACTIVE | 33333333 | 04070104 | 1 | EA | ELEC/INS | MOTOR, FAN, ELECTRIC, TEFC, PREM EFFICIENT,15 HP, 1180 RPM, 284T FR, 230/460 V, 3 PH, BALDOR, ECP4100T, WU:BC 2&3 LUBE OIL COOLER
0100002824 | ACTIVE | 33333333 | 04070105 | 1 | EA | MECH | VALVE, CONTROL, OEM, NON-ASB, GENERAL ELECTRIC, 162C2632P0001, WU: GE TURBINE OUTER VLV
9510002059 | ACTIVE | 99999999 | 04070200 | 5 | FT | STRUC | STOCK, BAR, RND/COLD ROLLED, 5'L, 3-1/2"DIA, C1018 ALLOY STL, 32.70 LB/FT, ANY MFG, BY DESCRP
6105290651 | ACTIVE | 99999999 | 04070201 | 1 | EA | ELEC/INS | MOTOR, BLOWER, ELECTRIC, TEFC, 3 HP, 3575 RPM, 182TZ FR, 460 V, 60 HZ, GE, 5K182AX1889PE-TEFC; WU:GE MAIN TRBN OIL VAPOR EXTRACTOR, UNIT 3
0100004733 | ACTIVE | 04070202 | 04070202 | 1 | EA | ELEC/INS | MOTOR, ELECTRIC, 2 HP, 1725/1425 RPM, 145TCZ FR, 208-230/460 V, 3 PH, 60/50 HZ, DIAMOND POWER, 844617-0112, WU: DP SOOTBLOWER IK, UNIT 4
6105287889 | ACTIVE | 33333333 | 04070203 | 1 | EA | ELEC/INS | MOTOR, FAN, ELECTRIC, TEFC, PREM EFFICIENT,15 HP, 1180 RPM, 284T FR, 230/460 V, 3 PH, BALDOR, ECP4100T, WU:BC 2&3 LUBE OIL COOLER
0100000011 | ACTIVE | 04070204 | 04070204 | 1 | EA | ELEC/INS | MOTOR, PUMP, ELECTRIC, TEFC, 7.5 HP, 1750 RPM, NEMA 213TC FR, BALDOR, VECP3770T, WU:U1-4 HUF & LIMESTONE SLURRY TANKS
6105290271 | ACTIVE | 04070205 | 04070205 | 1 | EA | ELEC/INS | MOTOR, PUMP, ELECTRIC, TEFC, 2 HP, 1160 RPM, 184TC FR, 230/460 V, 3 PH, BALDOR, VECP3664T, WU:BOOSTER BLOWER LUBE SYS, 1311AH, 01 AREA
9510002067 | ACTIVE | 04070300 | 04070300 | 5 | FT | STRUC | STOCK, BAR, RND/COLD ROLLED, 5'L, 4"DIA, C1018 ALLOY STL, 42.70 LB/FT, ANY MFG, BY DESCRP
9510002075 | ACTIVE | 04070300 | 04070300 | 5 | FT | STRUC | STOCK, BAR, RND/COLD ROLLED, 5'L, 4-1/2"DIA, C1018 ALLOY STL, 54.10 LB/FT, ANY MFG, BY DESCRP
6105290594 | ACTIVE | 99999999 | 04070302 | 1 | EA | ELEC/INS | MOTOR, LIMITORQUE, ELECTRIC, TYPE DA7, 1730 RPM, 0256V FR, 230/460 V, 3 PH, 60 HZ, 52/26 A, LIMITORQUE, 763-27263-01, WU: BFP DISCHARGE VALVE
6105291428 | ACTIVE | 99999999 | 04070302 | 1 | EA | ELEC/INS | MOTOR, LIMITORQUE, ELECTRIC, C256Y FR, 230/460 V, 30/60 HZ, 52/26 A, LIMITORQUE VALVE, 763-27263-07, 250' LB TORQUE
0100006976 | ACTIVE | 04070400 | 04070400 | 1 | EA | MECH | ELBOW, 90 DEG, 6", ASHCOLITE IWB, ALLEN-SHERMAN-HOFF, F6B, WU: U-1&4 BOTTOM ASH DRAG CHAIN CONVEYOR
0100003116 | ACTIVE | 04070401 | 04070401 | 1 | EA | ELEC/INS | MOTOR, ELECTRIC, 3/4 HP, 1725 RPM, 56C FRAME, 3/60 HZ, B&W, 6347983, (BALDOR CM3542) WU:U3&4 BAGHOUSE ACI SYS
6105289356 | ACTIVE | 99999999 | 04070401 | 1 | EA | ELEC/INS | MOTOR, ELECTRIC, TEFC, 5 HP, 1725 RPM, 215 FR, 208-230/460 V, 3 PH, BALDOR, M3707,WU: AIR CONDITIONING
6105288275 | ACTIVE | 99999999 | 04070404 | 1 | EA | ELEC/INS | MOTOR, BRAKE, ELECTRIC, P TYPE, 7.5 HP, 1800 RPM, 213T FR, 460 V, 3 PH, 60 HZ, 11 A, BALDOR, BY DESCRP, WU:ROBINS ENGR COAL HNDLNG TRPR, U-1,2,3,
0100006559 | ACTIVE | 04070405 | 04070405 | 1 | EA | ELEC/INS | CAPACITOR, FILM, 13500, 1300 V, SIEMENS ENERGY, A5E33152917; WU: U-4 ID FAN VFD
6105288192 | ACTIVE | 04070501 | 04070501 | 1 | EA | ELEC/INS | MOTOR, PUMP, ELECTRIC, TEFC, PREM EFFICIENT, 10 HP, 1760 RPM, 215T FR, 230/460 V, 3 PH, BALDOR ELEC CO, ECP3774T
6105291600 | ACTIVE | 04070504 | 04070504 | 1 | EA | ELEC/INS | MOTOR, ELECTRIC, TEFC, 10 HP, 1725 RPM, 215TC FR, 460 V, 3 PH, BALDOR ELECT, VECP3774T-4, WU: U1-4 CLINKER GRINDER DRIVE MOTOR,
6105288861 | ACTIVE | 33333333 | 04070505 | 4 | EA | ELEC/INS | MOTOR, PUMP, ELECTRIC, TEFC, PREM EFFICIENT, 5 HP, 1750 RPM, 184/2T FR, 230/460 V, 3 PH, BALDOR, ECP3665T
0100004602 | ACTIVE | 04070603 | 04070603 | 1 | EA | MECH | PUMP, OIL, CENTRIFUGAL, VACUUM, 2 GPM, OIL FILTRATION SYSTEMS, VDPOS2413X6KVW480NRU, WU:U-3&4 VACUUM OIL DEHYDRATER 2 GPM
4320082946 | ACTIVE | 33333333 | 04070603 | 1 | EA | MECH | PUMP, CENTRIFUGAL, TYPE 344, IMPELLER 9", SUCTION SZ 2", DISCH 1-1/2", 50 GPM/1750 RPM, AURORA PUMP, BY DESCRP, WU:CITY WATER BOOSTER PUMP
0100006132 | ACTIVE | 04070700 | 04070700 | 1 | EA | ELEC/INS | MOTOR, ELECTRIC, GEAR, 3 HP, 54 RPM, 460 V, 60 HZ, UCC, 35486-1-1-2, WU:U1 ECONOMIZER ASH SYS
6105291444 | ACTIVE | 33333333 | 04070701 | 1 | EA | ELEC/INS | MOTOR, ELECTRIC, SMB-00, TYPE XP, 0.67 HP, 10#, 1700 RPM, L56 FR, 230/480 V, 3 PH, 30/60 HZ, LIMITORQUE VALVE, R-150-400-00T1
6105288564 | ACTIVE | 04070701 | 04070701 | 1 | EA | ELEC/INS | MOTOR, PUMP, ELECTRIC, TEFC, PREM EFFICIENT, 3 HP, 1760 RPM, 182T FR, 208-230/460 V, 3 PH, BALDOR ELECTRIC CO, ECP3661T
0100002449 | ACTIVE | 04070704 | 04070704 | 1 | EA | ELEC/INS | MOTOR, GEAR, HORIZONTAL, RETROTECH, 345-20-002, WU: WAREHOUSE MINI PICK
6105291600 | ACTIVE | 04070504 | 04070705 | 1 | EA | ELEC/INS | MOTOR, ELECTRIC, TEFC, 10 HP, 1725 RPM, 215TC FR, 460 V, 3 PH, BALDOR ELECT, VECP3774T-4, WU: U1-4 CLINKER GRINDER DRIVE MOTOR,
6105291014 | ACTIVE | 99999999 | 04070801 | 1 | EA | ELEC/INS | MOTOR, PUMP, ELECTRIC, TYPE K, 60 HP, 1177 RPM, 404TS FR, 460 V, 80 A, GENERAL ELECTRIC, BY DESCRP
6105291675 | ACTIVE | 04070901 | 04070804 | 1 | EA | ELEC/INS | MOTOR, ELECTRIC, TEFC, 20 HP, 1760 RPM, 256TC FR, 230/460 V, 3 PH, BALDOR ELECTRIC, VECP2334T, WU: LIMESTONE CONVEYOR
0100000360 | ACTIVE | 33333333 | 04071001 | 1 | EA | MECH | LINER, SUCTION, AR PUMP, ALLOY 34, 18 LHD33 GIW, TOWNLEY MFG, TFM 420-057, WU:AR PUMPS 128 & 129, U-1,2,3,4 FOR GIW18 LHD333
0100004092 | ACTIVE | 33333333 | 04071103 | 1 | EA | ELEC/INS | MOTOR, FAN, ELECTRIC, TEFC, 75 HP, 3555 RPM, 365TS FR, FOOT, 3 PH, 60 HZ, LANE ELECTRIC, SQ11743, WU:U3&4 SCANNER AIR, PENTHOUSE PRESSURIZATION
0100006903 | ACTIVE | 04071200 | 04071200 | 1 | EA | MECH | BEARING, INBOARD, 12", SLEEVE, FAN, HD, TIN BABBIT, W/REDUCED CLEARANCE BORE, HOWDEN, 5299D52, WU: 4A FD FAN
3020051151 | ACTIVE | 04071101 | 04071202 | 1 | EA | MECH | PULLEY, HEAD, STOCK EQUIPMENT, V382729.B02, WU: GRAVIMETRIC FEEDER MDL 4766-2B, DRW L-D8042-D
0100000360 | ACTIVE | 33333333 | 04071301 | 2 | EA | MECH | LINER, SUCTION, AR PUMP, ALLOY 34, 18 LHD33 GIW, TOWNLEY MFG, TFM 420-057, WU:AR PUMPS 128 & 129, U-1,2,3,4 FOR GIW18 LHD333
6105290503 | ACTIVE | 04071302 | 04071302 | 1 | EA | ELEC/INS | MOTOR, ELEC, 25HP, 1770RPM, 284T FRAME, 460V, 3PH, 60HZ, BALDOR, PROD ID ECP4103T, WU; LIMESTONE INCLINE CONVEYOR
5307152255 | ACTIVE | 33333333 | 04071402 | 31 | EA | MECH | STUD, TURBINE, TAP, GENERAL ELECTRIC, U606P216L1150
5307152230 | ACTIVE | 04071402 | 04071402 | 38 | EA | MECH | STUD, TURBINE, TAP, GENERAL ELECTRIC, U606P216L0925
5310156210 | ACTIVE | 33333333 | 04071501 | 2 | EA | MECH | NUT, OEM, GENERAL ELECTRIC, U615X000P0225, WU:GE TURBINES 170X650,170X763,170X764, UNITS 1,3&4
5310153555 | ACTIVE | 04071501 | 04071501 | 1 | EA | MECH | NUT, OEM, GENERAL ELECTRIC, U615X000P0223
0100000360 | ACTIVE | 33333333 | 04071502 | 2 | EA | MECH | LINER, SUCTION, AR PUMP, ALLOY 34, 18 LHD33 GIW, TOWNLEY MFG, TFM 420-057, WU:AR PUMPS 128 & 129, U-1,2,3,4 FOR GIW18 LHD333
3020056697 | ACTIVE | 04071600 | 04071600 | 1 | EA | MECH | PULLEY, CONVEYOR 24" OD, 26" W, 4-7/16" BORE HUB & BUSH, WIDE CROW FACE, SUPERIOR COMPONENTS, WU: LIMESTONE
3020056648 | ACTIVE | 04071600 | 04071600 | 1 | EA | MECH | PULLEY, CONVEYOR, 18" OD, 26" W, WIDE CROWN FACE, SUPERIOR COMPONENTS, BY DESCRP, WU: LIMESTONE
3020056630 | ACTIVE | 04071600 | 04071600 | 1 | EA | MECH | PULLEY, CONVEYOR, 20" OD, 26" W, 3-15/16" BORE HUB & BUSHING, WIDE CROWN FACE, SUPERIOR COMPONENTS, WU: LIMESTONE
3660000716 | ACTIVE | 04071603 | 04071603 | 1 | AS | MECH | BLADE, SCRAPER, ASSY/INNER, TURA MACHINE, 2250
4140001001 | ACTIVE | 33333333 | 04071604 | 2 | EA | MECH | CARRIAGE, ASSY/LEFT HAND, BERGEMANN USA, INC., 347294-000H, WU:D-P SOOTBLOWER MDL IK-525B & IK-545B, U-3&4
3020054809 | ACTIVE | 04071605 | 04071605 | 4 | EA | MECH | IDLER, CONVEYOR, TROUGHING, CONTINENTAL CONVEYOR & EQ, 78AH530-42S, WU:4A CONVEYOR, 5A & 5B TRIPPER CNVYR
3020056564 | ACTIVE | 04071701 | 04071701 | 2 | EA | MECH | IDLER, TROUGHING, 5", 24", 35 DEG, CONTINENTAL CONVEYOR, 69AHC-530-24S
0100007040 | ACTIVE | 04071702 | 04071702 | 31 | EA | MECH | NOZZLE, AIR, SPRAY, 4"MNPT, FLOW: SLURRY 310GPM @ 10PSI, SPRAY ANGLE: 110DEG, BETE FOG NOZZLE, 109702101, DWG TH-84043, WU:U-1&4 ABSORB CELLS
0100000361 | ACTIVE | 04072000 | 04071703 | 1 | EA | MECH | IMPELLER, AR PUMP, ALLOY 34, TOWNLEY, TFM #410-080, WU:AR PUMPS 128 & 129, U-1,2,3,4, 18LHD333 GIW, 18 LHD33 GIW
0100000361 | ACTIVE | 04072000 | 04071800 | 1 | EA | MECH | IMPELLER, AR PUMP, ALLOY 34, TOWNLEY, TFM #410-080, WU:AR PUMPS 128 & 129, U-1,2,3,4, 18LHD333 GIW, 18 LHD33 GIW
0000000770 | ACTIVE | 99999999 | 04071801 | 1 | EA | MECH | PLATE, SUCTION, 65D,TYPE CH/3ME, GEORGIA IRON WORKS, 500-2753D-00-OFABS, LIMESTONE, W/U=AR PUMPS
3020056614 | ACTIVE | 04071802 | 04071802 | 3 | EA | MECH | IDLER, FLAT RETURN, 5", 24", CONTINENTAL CONVEYOR, 69AHC510-27, WU: LIMESTONE
3660000716 | ACTIVE | 04071603 | 04071803 | 1 | AS | MECH | BLADE, SCRAPER, ASSY/INNER, TURA MACHINE, 2250
0000000509 | ACTIVE | 04071804 | 04071804 | 1 | EA | MECH | JOINT, EXPANSION, 30" ID X 18" ID, 20" F/F, EPDM, 150 PSIG, 250 F, FLNGED, GEN RUBBER CO, STYLE 1050 CONC SINGLE FILLED ARCH, LIMESTONE
0100000361 | ACTIVE | 04072000 | 04071903 | 1 | EA | MECH | IMPELLER, AR PUMP, ALLOY 34, TOWNLEY, TFM #410-080, WU:AR PUMPS 128 & 129, U-1,2,3,4, 18LHD333 GIW, 18 LHD33 GIW
3020054833 | ACTIVE | 04072001 | 04072001 | 4 | EA | MECH | IDLER, CONVEYOR, RETURN, 6"DIA, HEWITT-ROBINS CONVEYOR, 3610-DS-48, WU:3C&3D RECLAIM CONVEYOR, 4B PLANT CONVEYOR
0100006993 | ACTIVE | 04072002 | 04072002 | 1 | EA | MECH | ELBOW, 90 DEGREE, 4", ASHCOLITE IWB, ALLEN-SHERMAN-HOFF, F4B, WU: U-1&4 PYRITES CONVEYING
3020052647 | ACTIVE | 04072003 | 04072003 | 4 | EA | MECH | IDLER, CONVEYOR, 5C, 5D, RETURN, HEWITT-ROBINS CONVEYOR, 4710-S-60, WU:5C & 5D TRIPPER CONVEYOR, ALL UNITS
3910000565 | ACTIVE | 04072004 | 04072004 | 5 | EA | MECH | CAN, REPLACEMENT, 6"DIA X 21+ 34" L, HEWITT-ROBINS CONVEYOR, HB11072-2112, WU:5C&5D TRIPPER CONVEYOR
3020056457 | ACTIVE | 33333333 | 04072104 | 4 | EA | MECH | IDLER, CONVEYOR, 4A, 5A, 5B, IMPACT, I#'S "CONTINENTAL" - ONLY NO SUB, CONTINENTAL CONVEYOR, 78AK10084-42S, WU:4A PLANT CONVEYOR
0100001348 | ACTIVE | 04072105 | 04072105 | 2 | EA | MECH | IDLER, CONVEYOR, ROLLER, 4" X 31", MERRICK INDUSTRIES, MKN39191-6, WU:LIMESTONE PREP BALL MILL WEIGHFEEDERS, 40103A WEIGH, 40103B WEIGH
6120000747 | ACTIVE | 33333333 | 04080100 | 1 | EA | ELEC/INS | TRANSFORMER, 45 kVA, 480 PR V, 208Y/120 SEC V, 54/125 A, 60HZ, SQUARE D. COMPANY, 45T3H
5307150556 | ACTIVE | 99999999 | 04080102 | 1 | EA | MECH | STUD, TAP, GENERAL ELECTRIC, U606P223L2450, WU:GE TURBNS 170X650,763,764,SEQ#520K,SHELL HI PRES INNER, HOLE U1,3 4
4320083829 | ACTIVE | 04080102 | 04080102 | 1 | EA | MECH | SHAFT, IMPELLER, 3"OD, 57-5/16"L, 416 SS, PNM MACHINE SHOP, SJS-M12
4320083811 | ACTIVE | 04080102 | 04080102 | 2 | EA | MECH | SHAFT, HEAD, 2-11/16"DIA, 51-1/4"L, 416 SS, PNM MACHINE SHOP, SJS-M5
4320083803 | ACTIVE | 04080102 | 04080102 | 1 | EA | MECH | SHAFT, LINE, 2-11/16"DIA, 5'L, 416 SS, PNM MACHINE SHOP SJS M-666, BY DESCRP
0100006134 | ACTIVE | 04080301 | 04080201 | 1 | EA | MECH | VALVE, GATE, KNIFE, 12", NC, AC, NON-ASB, UCC, 1919-2-12033900, WU:U1 ECONOMIZER ASH SYS
3020052753 | ACTIVE | 04080202 | 04080202 | 2 | EA | MECH | IDLER, CONVEYOR, TRANSFER BELTS RETURN, S, HEWITT-ROBINS CONVEYOR EQ, U-4760-H84
0100003088 | ACTIVE | 33333333 | 04080203 | 1 | EA | ELEC/INS | MODULE,HB, TYPE K,BABCOCK & WILCOX,6347003,WU: U-3&4 BAGHOUSE HOPPER HEATING SYS
0100003087 | ACTIVE | 33333333 | 04080203 | 1 | EA | ELEC/INS | MODULE,HB, TYPE J,BABCOCK & WILCOX,6347002,WU: U-3&4 BAGHOUSE HOPPER HEATING SYS
0100003086 | ACTIVE | 33333333 | 04080203 | 1 | EA | ELEC/INS | MODULE,HB, TYPE H,BABCOCK & WILCOX,6347001,WU: U 3& 4 BAGHOUSE HOPPER HEATING SYSTEM
0100003083 | ACTIVE | 33333333 | 04080203 | 1 | EA | ELEC/INS | MODULE,HB, TYPE E,BABCOCK & WILCOX,6346998,WU: U-3&4 BAGHOUSE HOPPER HEATING SYS
0100005241 | ACTIVE | 33333333 | 04080204 | 1 | EA | MECH | MIXER, SUBMERSIBLE, 2.3HP, MDL 4620 FLYGT, JAMES COOK/HOBSON, 4620.410, WU:3&4 COAL PILE RUNOFF PRE-POND
0000000779 | ACTIVE | 04080302 | 04080302 | 2 | EA | MECH | SHAFT, AISI4340, GEORGIA IRON WORKS, 652-0694B-00-4340S, WU:AR PUMPS, PLUG 2C4.5R, LIMESTONE
0100006613 | ACTIVE | 04080303 | 04080303 | 1 | EA | ELEC/INS | TRANSMITTER, LEVEL, SENSING, SIEMENS ENERGY, A5E31245015; WU: U-4 VFD BUILDING
6810409406 | ACTIVE | 04080400 | 04080400 | 9 | EA | CHEM | RESIN, 43 LB, GENERAL ELECTRIC, 233A8688P001, (PER LAB: DOES NOT EXPIRE)
0000000849 | ACTIVE | 04080400 | 04080400 | 12 | RO | SAFETY | BLANKET, SAFETY, WELDING, RED (CURTAIN TYPE), 38" W, 150' L, LIGHT & MODERATE EXPOSURES, FOUR STATES GSKT, STYLE 13R-38 RED
7930463364 | ACTIVE | 04080401 | 04080401 | 27 | BG | OFF/JAN | ABSORBENT, OIL/GREASE, CMPRSSD, 2 CU', SPHAG SORB, SS-2
4320083845 | ACTIVE | 04080402 | 04080402 | 1 | EA | MECH | SHAFT, TUBE, 4"DIA, 47-1/4"L, STAINLESS STEEL, PNM MACHINE SHOP, BY DESCRP, WORTHINGTON, 62185400
4320083837 | ACTIVE | 04080403 | 04080403 | 3 | EA | MECH | SHAFT, TUBE, 4"DIA, 5'L, STAINLESS STEEL, PNM MACHINE SHOP, SJS-M612 RIVER STATION
0100000104 | ACTIVE | 99999999 | 04080404 | 50 | FT | MECH | BELT, REPAIR, 50'L, 27"W, INSULATED BACK, EFFOX, FLUOROFLEX FG7/I15, FOR FABRIC EXPANSION JOINTS
4720000159 | ACTIVE | 04080404 | 04080404 | 100 | FT | MECH | HOSE, AIR DRILL, 2", 600 PSI, BOSTON INDUSTRIAL PRODUCT, 87-6008-20
3040057287 | ACTIVE | 33333333 | 04080501 | 2 | EA | MECH | SHAFT, PUMP, STL, PNM MACHINE SHOP, SJS-M277, MORRIS PUMPS INC., 5610698103
0100004700 | ACTIVE | 33333333 | 04080501 | 1 | EA | ELEC/INS | BUS, BAR, RECONDITIONED, FIBERGLASS BACK SECTION, ITE/GOULD, BY DESCRP, WU: MCC VERTICAL SECTION
0100006991 | ACTIVE | 04080503 | 04080503 | 1 | EA | MECH | SHAFT, ALLEN-SHERMAN-HOFF, MDL SP235341/SP235342, LA-302439-SGC-1400-008, WU: U-4 BOTTOM ASH DRAG CHAIN, SUBMERGED GRINDER CONVEYOR, TAIL SECTION
0100006992 | ACTIVE | 04080503 | 04080503 | 1 | EA | MECH | SLEEVE, SHAFT, ALLEN-SHERMAN-HOFF, MDL SP235341/SP235342, LA-302439-SGC-1400-003, WU:U-4 BOTTOM ASH DRAG CHAIN, SUBMERGED GRINDER CONVEYOR
6685371434 | ACTIVE | 33333333 | 04080504 | 2 | EA | ELEC/INS | PROBE,OXY,6.600 FT,JOHNSON YOKOGAWA,ZR22G-200-SCETTE-A/AV/CV
0100001397 | ACTIVE | 04080601 | 04080601 | 546 | EA | SAFETY | RESPIRATOR, DISPOSABLE, MASK, P100, THREE M, 8293, (20EA/CS)
4720000498 | ACTIVE | 04080602 | 04080602 | 82 | FT | MECH | HOSE, AIR DRILL, 2-3/8", 300 PSI, BOSTON INDUSTRIAL PRODUCT, 87-6002-62
3040055992 | ACTIVE | 04080603 | 04080603 | 1 | EA | MECH | SHAFT, HEAD, 2-15/16"OD, 3'3-3/8"L, 410 SS, PNM MACH SHOP, SJS-M588, WU:JHNSTN VERT PMP TYPE B, CONDENSATE 3A,3B,4A&4B, HOTWELL, U3&4
4240002313 | ACTIVE | 04080701 | 04080701 | 22 | PK | SAFETY | RESPIRATOR, DISPOSABLE, DUST/FUME/MIST/NUISANCE LVL/ORGANIC VAPOR PROT, ONE SZ FITS ALL, POLY, GREY, R95, THREE M, 8247, 20/PK
3040058038 | ACTIVE | 04080702 | 04080702 | 1 | EA | MECH | SHAFT, PUMP, WORTHINGTON PUMPS, 630242-03, PNM MACH SHOP, SJS-M1035B, WU:WORTH, TYPE 12H 135-3, S/N VTP49734 THRU 49737, POND 3 SUMP PMPS
3040058012 | ACTIVE | 04080702 | 04080702 | 3 | EA | MECH | SHAFT, ASSY/LINE, PNM MACHINE SHOP, SJS-M1035C, WU:WORTH POND WATER SUMP, POND 3, 316SS, ALL UNITS
4720000258 | ACTIVE | 04080703 | 04080703 | 20 | FT | MECH | HOSE, 3", 150 PSI, BARRACUDA, ANY MFG, BY DESCRP, WU:REPAIR LIME PUMPS, WASTE WATER BUILD
9510000566 | ACTIVE | 99999999 | 04100100 | 12 | FT | STRUC | STOCK, BAR, RND, 12'L, 3-1/2"DIA, ALLOY STL 12-L-14, ANY MFG, BY DESCRP
9510002042 | ACTIVE | 04100100 | 04100100 | 50 | FT | STRUC | STOCK, BAR, RND/COLD ROED, 10'L, 3"DIA, C1018 ALLOY STL, 24 LB/FT, ANY MFG, BY DESCRP
9510001994 | ACTIVE | 04100101 | 04100101 | 40 | FT | STRUC | STOCK, BAR, RND/COLD ROED, 20'L, 1-3/4"DIA, C1018 ALLOY STL, 8.18 LB/FT, ANY MFG, BY DESCRP
9510001986 | ACTIVE | 04100101 | 04100101 | 40 | FT | STRUC | STOCK, BAR, RND/COLD ROED, 20'L, 1-1/2"DIA, C1018 ALLOY STL, 6.01 LB/FT, ANY MFG, BY DESCRP
9510002034 | ACTIVE | 04100102 | 04100102 | 20 | FT | STRUC | STOCK, BAR, RND/COLD ROED, 10'L, 2-3/4"DIA, C1018 ALLOY STL, 20.20 LB/FT, ANY MFG, BY DESCRP
9510002026 | ACTIVE | 04100102 | 04100102 | 10 | FT | STRUC | STOCK, BAR, RND/COLD ROED, 10'L, 2-1/2"DIA, C1018 ALLOY STL, 16.70 LB/FT, ANY MFG, BY DESCRP
9510002018 | ACTIVE | 04100102 | 04100102 | 20 | FT | STRUC | STOCK, BAR, RND/COLD ROED, 10'L, 2-1/4"DIA, C1018 ALLOY STL, 13.50 LB/FT, ANY MFG, BY DESCRP
9510001978 | ACTIVE | 04100103 | 04100103 | 20 | FT | STRUC | STOCK, BAR, RND/COLD ROED, 20'L, 1-1/4"DIA, C1018 ALLOY STL, 4.17 LB/FT, ANY MFG, BY DESCRP
9510001671 | ACTIVE | 04100104 | 04100104 | 40 | FT | STRUC | STOCK, BAR, RND/COLD ROED, 20'L, 1-1/4"DIA, 4.17 LB/FT, ANY MFG, BY DESCRP
9510001655 | ACTIVE | 04100105 | 04100105 | 20 | FT | STRUC | STOCK, BAR, RND/COLD ROED, 20'L, 7/8"DIA, 2.04 LB/FT, ANY MFG, BY DESCRP
9510001960 | ACTIVE | 04100105 | 04100105 | 40 | FT | STRUC | STOCK, BAR, RND/COLD ROED, 20'L, 1"DIA, C1018 ALLOY STL, 2.67 LB/FT, ANY MFG, BY DESCRP
9510000525 | ACTIVE | 04100105 | 04100105 | 12 | FT | STRUC | STOCK, BAR, RND/COLD ROED, 12'L, 1/2"DIA, 4140 ALLOY STL, 0.668 LB/FT, ANY MFG, BY DESCRP
9510001648 | ACTIVE | 04100106 | 04100106 | 120 | FT | STRUC | STOCK, BAR, RND/COLD ROED, 20'L, 3/4"DIA, 1.50 LB/FT, ANY MFG, BY DESCRP
9510001937 | ACTIVE | 04100106 | 04100106 | 20 | FT | STRUC | STOCK, BAR, RND/COLD ROED, 20'L, 5/8"DIA, C1018 ALLOY STL, 1.04 LB/FT, ANY MFG, BY DESCRP
9510001622 | ACTIVE | 04100106 | 04100106 | 40 | FT | STRUC | STOCK, BAR, RND/COLD ROED, 20'L, 1/2"DIA, 0.668 LB/FT, ANY MFG, BY DESCRP
9510000319 | ACTIVE | 04100107 | 04100107 | 40 | FT | STRUC | STOCK, BAR, RND/COLD ROED, 20'L, 1/4"DIA, C1018 ALLOY STL, 0.167 LB/FT, ANY MFG, BY DESCRP
9510000897 | ACTIVE | 05010100 | 05010100 | 2 | EA | STRUC | ROD,THREADED,316 SS,1 IN,36 IN,8 TPI,ANY MFG, BY DESCRP
9510000269 | ACTIVE | 05010100 | 05010100 | 5 | EA | STRUC | ROD,THREADED,316 SS,7/8 IN,36 IN,9 TPI, ANY MFG, BY DESCRP
9510000749 | ACTIVE | 05010100 | 05010100 | 3 | EA | STRUC | ROD,THREADED,ZINC PLTD STL,1 IN,36 IN,B7 GR,8 TPI, ANY MFG, BY DESCRP
9510000459 | ACTIVE | 05010100 | 05010100 | 4 | EA | STRUC | ROD,THREADED,316 SS,3/4 IN,36 IN,10 TPI, ANY MFG. BY DESCRP
9510000095 | ACTIVE | 05010100 | 05010100 | 2 | EA | STRUC | ROD,THREADED,ALLOY STL A193,1 IN,36 IN,B7 GR,8 TPI,ANY MFG,BY DESCRP
9510000475 | ACTIVE | 33333333 | 05010100 | 1 | EA | STRUC | ROD,THREADED,316 SS,5/8 IN,36 IN,11 TPI, ANY MFG, BY DESCRP
9510000202 | ACTIVE | 33333333 | 05010100 | 2 | EA | STRUC | ROD,THREADED,ALLOY STL A193,3/4 IN,36 IN,B7 GR,10 TPI, ANY MFG, BY DESCRP
9510000491 | ACTIVE | 05010100 | 05010100 | 6 | EA | STRUC | ROD,THREADED,316 SS,1/2 IN,36 IN,13 TPI, ANY MFG, BY DESCRP
9510000798 | ACTIVE | 05010100 | 05010100 | 5 | EA | STRUC | ROD,THREADED,ZINC PLTD STL,3/4 IN,36 IN,B7 GR,10 TPI, ANY MFG, BY DESCRP
9510000194 | ACTIVE | 05010100 | 05010100 | 6 | EA | STRUC | ROD,THREADED,ZINC PLTD STL,7/8 IN,36 IN,8 GR,9 TPI,ANY MFG,BY DESCRP
9510000111 | ACTIVE | 33333333 | 05010100 | 2 | EA | STRUC | ROD,THREADED,ALLOY STL A193,7/8 IN,36 IN,B7 GR,9 TPI, ANY MFG, BY DESCRP
9510000038 | ACTIVE | 05010100 | 05010100 | 6 | EA | STRUC | ROD,THREADED,ZINC PLTD STL,5/8 IN,36 IN,B7 GR,ANY MFG,BY DESCRP
9510000806 | ACTIVE | 05010100 | 05010100 | 2 | EA | STRUC | ROD,THREADED,ALLOY STL A193,5/8 IN,36 IN,B7 GR,11 TPI,ANY MFG,BY DESCRP
9510000640 | ACTIVE | 05010100 | 05010100 | 2 | EA | STRUC | ROD,THREADED,ALLOY STL A193,1/2 IN,36 IN,B7 GR,13 TPI,ANY MFG,BY DESCRP
9510000293 | ACTIVE | 05010100 | 05010100 | 61 | EA | STRUC | ROD,THREADED,316 SS,3/8 IN,36 IN,16 TPI,ANY MFG,BY DESCRP
9510000301 | ACTIVE | 05010100 | 05010100 | 6 | EA | STRUC | ROD,THREADED,ZINC PLATED,1/2 IN,36 IN,B7 GR,ANY MFG,BY DESCRP
9510000137 | ACTIVE | 05010100 | 05010100 | 18 | EA | STRUC | ROD,THREADED,ZINC PLTD STL,3/8 IN,36 IN,B7 GR,16 TPI, ANY MFG, BY DESCRP
9510000376 | ACTIVE | 05010100 | 05010100 | 6 | EA | STRUC | ROD,THREADED,316 SS,1/4 IN,36 IN,20 TPI, ANY MFG, BY DESCRP
9510000731 | ACTIVE | 05010100 | 05010100 | 14 | EA | STRUC | ROD,THREADED,ZINC PLTD STL,1/4 IN,36 IN,B7 GR,20 TPI,ANY MFG,BY DESCRP
7930462556 | ACTIVE | 05010200 | 05010200 | 250 | LB | OFF/JAN | COMPOUND, SWEEPING, OIL BASED, GRNULR, 50# BOX, FLOOR SWEEP, BRADY, 19330
0100004794 | ACTIVE | 05010300 | 05010300 | 4 | BN | MECH | PAD, OIL, 19 IN, 15 IN, QUADCO, BPF100H
0100005520 | ACTIVE | 33333333 | 05011100 | 2 | EA | MECH | PULLEY, SHEAVE, KAMAN, 10GR-8V-40.00, WU:U3&4 AR PUMPS
0100001201 | ACTIVE | 05011300 | 05011300 | 5 | EA | STRUC | PLATE, WEAR, 2' X 4' X 1/4", CRODON CHROME/STEEL, ATC-AZTECH CONTROL, BY DESC
0100005470 | ACTIVE | 05011400 | 05011400 | 1 | EA | ELEC/INS | FAN, DIRECT DRIVE TUBE AXIAL, 36", 208-230/460 V, 3 PH, 5.0 HPW, 1140RPM, CANARM LTD, DDA36T30500CM, WU:U-4 CIRC PMP MTR ENCL
6685371442 | ACTIVE | 05011500 | 05011500 | 1 | EA | ELEC/INS | PROBE, OXYGEN/HUMIDITY, 10 FT, NORTHWEST INSTR & CNTL, ZR22G-300-S-C-E-T-Q-E-A/CV, WU: POWER BLOCK 02 PROBES
4320075262 | ACTIVE | 33333333 | 05012000 | 2 | EA | MECH | IMPELLER, PUMP, 18 "DIA, 28% CHROME-IRON, 5 VANES, MORRIS PUMPS, 056185G86A1228, WU: VERT CANTILEVERED PMP, CLEAN UP SUMP PMPS,U-3&4,MDL 8 VJC1
3110064080 | ACTIVE | 33333333 | 05012000 | 1 | EA | MECH | HOUSING, BEARING, THRUST, CLASS 3K, CAST IRON, ASTM A48, GOULDS PUMPS INC., 056047G1101000, WU:MORRIS ASH HOPPER SUMP PMP 3A, 3B, 4A & 4B, U-3&4
4810127599 | ACTIVE | 33333333 | 05012000 | 2 | EA | MECH | LINER, SUCTION DISC, NI-HARD, MORRIS PUMPS, 050625G0001228, WU:MORRIS PMP MDL 8VJC18, 8", S/N M-18370-80, ASH HOPPER, U-3&4
4320080973 | ACTIVE | 99999999 | 05012000 | 1 | EA | MECH | DISC, SUCTION, CAST IRON A48, MORRIS PUMPS, 050619G0001002; WU: MORRIS ASH HOPPER SUMP PUMP 3A+B, 4A+B, MDL 8VJC18, S/N M18377-8378, SIZE 8, U-3
4320089123 | ACTIVE | 33333333 | 05012000 | 1 | EA | MECH | ELBOW, PIPE, SR, CHROME IRON, 8", FLNGD MORRIS PUMPS INC, A05048E
4320080957 | ACTIVE | 33333333 | 05012000 | 2 | EA | MECH | SLINGER, MECHANICAL, PUMP, CI A48, MORRIS PUMPS, 056047G1701002, WU:MORRIS ASH HOPPER SUMP PUMP 3A, 3B, 4A & 4B, MDL 8VJC18
4810128084 | ACTIVE | 33333333 | 05012000 | 1 | EA | MECH | DISC, SUCTION, CI A48, MORRIS PUMPS, 048933G0001002, WU:MORRIS PUMP, MDL 6VJC14, SIZE 6", S/N 10958, ASH HOPPER
3110058314 | ACTIVE | 33333333 | 05012000 | 1 | EA | MECH | BEARING, BALL, SINGLE ROW RADIAL, 6.2992"ID, 11.4173"OD, 1.8898"W, 32 BORE, CONRAD TYPE, MACH BRZ CASE, FAG BRG, 6232 M, WU: MORRIS ASH HOPPE
4730136191 | ACTIVE | 33333333 | 05012000 | 2 | EA | MECH | CLAMP,ALL-A-ROUND,12" X 12",304 SS,W/BOLTS/NUTS/BAR WASHERS,MORRIS COUPLING CO,8112755B031,WU GENERAL PLANT USE
4730136183 | ACTIVE | 33333333 | 05012000 | 2 | EA | MECH | CLAMP,PIPE, ALL-A-ROUND,10"X 12",304 SS,W/BOLTS/NUTS/BAR WASHERS,MORRIS COUPLING CO,8110755B031,WU GENERAL PLANT USE
4730136175 | ACTIVE | 33333333 | 05012000 | 2 | EA | MECH | CLAMP,PIPE, ALL-A-ROUND,8"X 12",304 SS,W/BLTS/NUTS/BAR WSHRS,MORRIS COUPLING CO,8108625B031,WU GENERAL PLANT USE
5365212447 | ACTIVE | 33333333 | 05012000 | 1 | EA | MECH | BUSHING, HUB THROTTLE, CI, PNM MACHINE SHOP, SJS-M509, WU:MORRIS ASH HOPPER PMP MDL&SIZE 8 VJC 18, S/N M-18370M, U3&4
4320089149 | ACTIVE | 33333333 | 05012000 | 1 | EA | MECH | SPACER,BEARING,RADIAL,BRASS,MORRIS PUMPS,056176G3003102,WU:MORRIS MDL8VJC18, S/N M27138, BOTTOM ASH&CLEAN-UP SUMP PUMP U-3&4
4320077219 | ACTIVE | 99999999 | 05012000 | 1 | EA | MECH | SLEEVE,SHAFT,PUMP,416SS,PNM MACHINE SHOP,SJS-M105,WU:MORRIS PUMP MDL 8VJC18, 8", S/N M-18370-80, ASH HOPERS U-3
3110064072 | ACTIVE | 33333333 | 05012000 | 2 | ST | MECH | SHIM, SET, CONSISTS OF (7 PCS): (3)0.005; (2)0.0075; (2)0.020"THK, PLASTIC, MORRIS PUMPS INC., 046957G2106310HDW
3110071994 | ACTIVE | 33333333 | 05012000 | 1 | EA | MECH | VENT, BEARING, MORRIS PUMPS, A00136G0031000, WU:MORRIS PMP 42" SEAF-WOGV, S/N SM16197-6198, GEARBOX VENTS, CHEM PLN
3110064064 | ACTIVE | 33333333 | 05012000 | 7 | EA | MECH | SHIM, LAMINATED, AL, MORRIS PUMPS INC., 056044G020
5330210419 | ACTIVE | 33333333 | 05012000 | 1 | EA | MECH | GASKET, PUMP, 11-7/16"ID X 13-3/8"OD X 0.010"THK, ROUND, VELLUMOID, NON-ASBESTOS, MORRIS PUMPS INC., A00152G075-5130
5310160329 | ACTIVE | 33333333 | 05012000 | 1 | EA | MECH | NUT, LOCK, BEARING, 6.2992 IN, AN-32, 8 TPI, GOULDS PUMPS, 9141032104, WU:MORRIS ASH HOPPER SUMP PUMP 3A,3B,4A,4B; BTM ASH "A" SUMP PUMP U2
3110058215 | ACTIVE | 33333333 | 05012000 | 1 | EA | MECH | NUT, LOCK, BRG, 5.1181 IN, AN-26, 12 TPI, MORRIS PUMPS, 9141026104
5330176354 | ACTIVE | 33333333 | 05012000 | 2 | EA | MECH | GASKET, PUMP, 11"ID X 13-1/2"OD X 1/16"THK, RUBBER CLOTH, NON-ASBESTOS, MORRIS PUMPS INC., A00002E123-5129
3110061433 | ACTIVE | 33333333 | 05012000 | 6 | EA | MECH | WASHER, LOCK, BEARING, THREADED, MORRIS PUMP, WU:U2&3
5330215517 | ACTIVE | 33333333 | 05012000 | 2 | EA | MECH | GASKET, PUMP, 8"ID X 11"OD X 1/16"THK, ROUND, VELLUMOID, NON-ASB, MORRIS PMPS INC., 8101, WU:MORRIS PMP MDL 8VJC, BTTM ASH&CLEANUP SUMP PUMP U3&4
5330184184 | ACTIVE | 33333333 | 05012000 | 2 | EA | MECH | GASKET, IMPELLER, NON-ASBESTOS, MORRIS PUMPS INC., 049751G0605138, WU:MORRIS PMP MDL 8VJC18,8", S/N M-18370-80, ASH HOPPERS, U-3,4
6850412740 | ACTIVE | 05020100 | 05020100 | 4 | EA | CHEM | CLEANER, SPOT CHECK, MAGNAFLUX CORP, SKC-NF/ZC-7
8030000981 | ACTIVE | 05020101 | 05020101 | 14 | EA | CHEM | LUBRICANT, ANTI-SEIZE, LOCTITE N7000/LB8013, 16 OZ CAN, FEL-PRO INC, 51270
7930462788 | ACTIVE | 33333333 | 05020101 | 4 | EA | OFF/JAN | CLEANER, UPHLSTRY, 18 OZ, AER, CAN, UNITED LABS, 143
0100002912 | ACTIVE | 05020102 | 05020102 | 2 | EA | CHEM | SEALANT/ADHESIVE, THREAD, RTV ULTRA BLUE, TUBE, 13 OZ, AUTO PARTS & EQUIPMENT, 81725
5330189449 | ACTIVE | 33333333 | 05020102 | 2 | EA | CHEM | SEALANT/ADHESIVE, GASKET, FAST DRYING/HARD SETTING, AUTO PARTS & EQUIP, 80003
8030000221 | ACTIVE | 05020102 | 05020102 | 4 | EA | CHEM | SEALANT/ADHESIVE, GASKET, 1.5 OZ, TUBE, FORM-A-GSKT #2, UCC, 45515-11
6850412591 | ACTIVE | 05020103 | 05020103 | 4 | EA | CHEM | GAS, QUIK-FREEZE, MILLER-STEPHENSON CHEM, MS242N, WU: INSTRUMENTATION, MUST BE PURCHASED 12/CS
8030000163 | ACTIVE | 05020104 | 05020104 | 3 | LB | CHEM | COMPOUND, SEALING, GSKT/JT, LIQ,16 OZ. CAN, ROSEMOUNT ANALYTICAL, 53351JG
6850413391 | ACTIVE | 05020200 | 05020200 | 6 | EA | CHEM | DEVELOPER, SPOTCHECH FORMULA B, MAGNAFLUX CORP, SKD-NF, WU:TUBING LEAKS
8030000049 | ACTIVE | 05020200 | 05020200 | 4 | EA | CHEM | SEALANT/ADHESIVE, CAULKING, SILITE 100, CLEAR, TUBE, 3 OZ
0000000888 | ACTIVE | 05020201 | 05020201 | 6 | TU | CHEM | LUBRICANT, SILICONE, GEL, 5.3 OZ TUBE, DOW CORNING, 111, WU: VALVE ASSEMBLY
5330185496 | ACTIVE | 05020201 | 05020201 | 4 | EA | CHEM | SEALANT/ADHESIVE, GASKET, SILICON, FORM-A-GSKT, BLACK, PASTE, TUBE, 3 OZ
8030000577 | ACTIVE | 05020201 | 05020201 | 25 | EA | MECH | SEALANT, SILICONE RUBBER, TUBE, 3 OZ, WHITE, DOW CORNING CORP., 732-41
5330176883 | ACTIVE | 05020203 | 05020203 | 12 | EA | CHEM | SEALANT/ADHESIVE, GASKET, AVIATION, FORM-A-GASKET, LIQUID, 4 OZ
5330191023 | ACTIVE | 05020203 | 05020203 | 9 | EA | CHEM | SEALANT/ADHESIVE, GASKET, 11 OZ, TUBE, FORM-A-GASKET #2, BALKAMP INC, 765-1207
6850413037 | ACTIVE | 33333333 | 05020203 | 9 | EA | CHEM | FLUID, LAYOUT, BRUSH-ON, 4 OZ, CAN, DEEP BLUE, PRECISION BRAND PRODUCTS, 50141
5350000286 | ACTIVE | 05020204 | 05020204 | 2 | EA | CHEM | COMPOUND, LAPPING\GRINDING, FINE, 320 GRIT, 1# CAN, DRESSER INDUST VALVE, 1993
6850413235 | ACTIVE | 05020301 | 05020301 | 15 | EA | CHEM | PENETRANT, SPOT CHECK, MAGNAFLUX, MAGNAFLUX CORP, SKL-HF / SKL-S, MAGNAFLUX ONLY
8040000450 | ACTIVE | 33333333 | 05020302 | 43 | PT | CHEM | SEALANT/ADHESIVE, GLUE, ELMERS GLUE, LIQ, BTL, 1 PT
8030000254 | ACTIVE | 33333333 | 05020303 | 3 | EA | CHEM | COMPOUND, FIRE BARRIER, SILICONE FOAM KIT, RATED FOAM-1/CA, RTV (8 OZ. TUBE), 3M, FIP1A
5010001088 | ACTIVE | 05020303 | 05020303 | 8 | EA | MECH | FILTER, DRYER, SPORLAN VALVE, RC-4864, WU:SPORLAN DRYERS ON AIR CONDITIONING SYS
6850412724 | ACTIVE | 05020304 | 05020304 | 5 | EA | ELEC/INS | DETECTOR, LEAK, LIQUID, MS SNOOP, 8 OZ, BTL, NUPRO CO, MS-SNOOP-8OZ, WU: INSTRUMENTATION SUPPLIES
8040000419 | ACTIVE | 05020400 | 05020400 | 5 | EA | CHEM | SEALANT/ADHESIVE, KIT, REPR/FBRGL, A.0. SMITH, INLAND INC, DS-8088
9150489434 | ACTIVE | 05020401 | 05020401 | 1 | EA | CHEM | LUBRICANT,4 OZ,TUBE,GENERAL ELECTRIC,0269A3691AAP109
9150488329 | ACTIVE | 05020402 | 05020402 | 3 | EA | CHEM | LUBRICANT, GREASE, O-RING, MOLYKOTE 55, 5.3 OZ TUBE, DOW CORNING CORP., 17900-72
9150489079 | ACTIVE | 05020402 | 05020402 | 3 | TU | CHEM | SEALANT/ADHESIVE, METAL ASSY, MOLYKOTE G, PASTE, 2.8 OZ, DOW CORNING CORPORATION, G-N
8030000643 | ACTIVE | 05020402 | 05020402 | 6 | EA | CHEM | SEALANT/ADHESIVE, THREAD, PIPE, SWAK, PASTE, TUBE, 1.69 OZ, CAJON CO, MS-PTS-50
6850413243 | ACTIVE | 33333333 | 05020402 | 4 | EA | OFF/JAN | CLEANER, GUM OFF, AEROSOL, FREEZE-IT, UNISOURCE, 40H0300, REMOVES WAX & CHEWING GUM
9150488949 | ACTIVE | 05020403 | 05020403 | 5 | EA | CHEM | LUBRICANT, GREASE, SILICONE, 5.3 OZ TUBE, NOVAGUARD, G322L5.3OZ
0100005805 | ACTIVE | 99999999 | 05020403 | 20 | EA | CHEM | SEALANT/ADHESIVE, SLCN RUBR, HIGH TEMP, RED, TUBE, 3 OZ, WU:FLYASH LINE GASKETS, ACCESS DOOR SEALS, HIGH TEC IND, 3106-12-HIGH TEMP RED
5350000278 | ACTIVE | 05020404 | 05020404 | 2 | EA | CHEM | COMPOUND, LAPPING\GRINDING, FINE, 500 GRIT, 4 OZ. CAN, LOCTITE, 39535
8040000419 | ACTIVE | 05020400 | 05020500 | 10 | EA | CHEM | SEALANT/ADHESIVE, KIT, REPR/FBRGL, A.0. SMITH, INLAND INC, DS-8088
6850412641 | ACTIVE | 05020502 | 05020502 | 11 | EA | CHEM | FLUID, AEROSOL, 16 OZ, CAN, BLUE, CROWN INDUST PROD, 6001
8040000419 | ACTIVE | 05020400 | 05020503 | 2 | EA | CHEM | SEALANT/ADHESIVE, KIT, REPR/FBRGL, A.0. SMITH, INLAND INC, DS-8088
8030000411 | ACTIVE | 33333333 | 05020503 | 4 | EA | CHEM | COMPOUND, POLISHING, FINISH, 1# CAN, CLOVER MFG. CO., E-120
8030000460 | ACTIVE | 99999999 | 05020503 | 11 | EA | CHEM | COMPOUND, POLISHING, FINISH, 1/4# CAN, CLOVER MFG. CO., B-240
8030000452 | ACTIVE | 99999999 | 05020503 | 7 | EA | CHEM | COMPOUND, POLISHING, FINISHING, SLCN CARBIDE, 1/4# CAN, CLOVER MFG, C-220
8040000419 | ACTIVE | 05020400 | 05020504 | 4 | EA | CHEM | SEALANT/ADHESIVE, KIT, REPR/FBRGL, A.0. SMITH, INLAND INC, DS-8088
5350000294 | ACTIVE | 05020603 | 05020603 | 2 | EA | CHEM | COMPOUND, LAPPING\GRINDING, VERY FINE, 1000 GRIT, 1# CAN, UNITED STATES PRODUCTS CO, GRADE 1000,
5350000260 | ACTIVE | 05020603 | 05020603 | 1 | EA | CHEM | COMPOUND, LAPPING\GRINDING, COARSE, 220 GRIT, 1 # CAN, GRADE C, CLOVER MFG, 39426
8030000494 | ACTIVE | 33333333 | 05020603 | 2 | EA | CHEM | COMPOUND, POLISHING, FINISHING SLCN CARBIDE, GRADE 1A, FINE, 320 GRIT, CLOVER, BY DESCRP, FOR HARD METALS AND HIGH STOCK REMOVAL
8030000478 | ACTIVE | 33333333 | 05020603 | 3 | EA | CHEM | COMPOUND, POLISHING, SLCN CARBIDE, 1 LBS, CAN, 280 GRIT, LOCTITE, 39401
8030000445 | ACTIVE | 99999999 | 05020603 | 3 | EA | CHEM | COMPOUND, POLISHING, FINISHING, SLCN CARBIDE, 1# CAN, 180 GRIT, CLOVER MFG. CO., 51803-D
8030000080 | ACTIVE | 33333333 | 05020604 | 3 | EA | CHEM | COMPOUND, SEALING, ELECTRICAL, POWDER, 1# CAN, CROUSE HINDS, CHICO A4
8040000062 | ACTIVE | 05020703 | 05020703 | 16 | EA | CHEM | SEALANT/ADHESIVE, GASKET, PLAST, PASTE, SCOTCH GRIP, THREE M CO, INDUSTRIAL EL, EC1099
0100004862 | ACTIVE | 05020900 | 05020900 | 3 | PK | MECH | TILE, CEILING, ACOUSTICAL, SQR LAY-IN EDGE TYPE, 24 W", 48" L, 5/8" THK, WHITE, GRAINGER (12/PK), 5NGJ1, WU:ALL OFFCS & CNTRL RM
0100002782 | ACTIVE | 33333333 | 05021000 | 9 | EA | MECH | ELEMENT, FILTER, AIR CONDTNR, 18"W X 18"L X 2"THK, HIGH CAPACITY, EMI FILTRATION PROD, HC-18X18X2, WU:AIR CNDTNR IN RELAY ROOMS, MDL 40, PLEATED
5010004454 | ACTIVE | 05021100 | 05021100 | 44 | EA | MECH | ELEMENT, FILTER, AIR, 16"W, 20"L, 2"THK, AMERICAN AIR FILTER CO. INC, 142-102-500, WU: EVAPORATIVE COOLER SYSTEM, PLEATED
4310072626 | ACTIVE | 05021200 | 05021200 | 210 | EA | MECH | ELEMENT, FILTER, AIR, 24" X 24" X 2" THICK, MECHANICAL REPRESENTATIVES, 629-252-858, WU:ELLIOTT COMPRESSOR-INNER & OUTER FILTER, (30/BX)
5010004348 | ACTIVE | 05021400 | 05021400 | 40 | EA | MECH | ELEMENT, FILTER, AIR, 20"W, 25"L, 4"THK, AMERICAN AIR FILTER CO. INC, 142-104-800
0100007097 | ACTIVE | 05021500 | 05021500 | 44 | EA | MECH | FILTER, AIR, GENERAL USE, PLEATED, 16X30X1, MERV 7, STANDARD CAPACITY, SYNTHETIC, BEVERAGE BOARD, GRAINGER, 1TBE8, WU: UNIT 4 BFP MOTOR
0100006689 | ACTIVE | 33333333 | 05021600 | 6 | EA | MECH | FILTER, AIR, 20X30X2, PAPER, PLEATED, GRAINGER, 2HYD6, WU:U-2 COOLING TOWER & U-3,4 VFD BLD HVAC UNITS
5010000080 | ACTIVE | 05021800 | 05021800 | 61 | EA | MECH | ELEMENT, FILTER, AIR CONDTNR, 24"W, 24"L, 29"-30"THK, AIRE FILTER PROD, PAP685S4429/30, WU:AIR CONDTG, PC SHOP/CNTRL RMS COAL U-3,2,4
5010000080 | ACTIVE | 05021800 | 05021900 | 72 | EA | MECH | ELEMENT, FILTER, AIR CONDTNR, 24"W, 24"L, 29"-30"THK, AIRE FILTER PROD, PAP685S4429/30, WU:AIR CONDTG, PC SHOP/CNTRL RMS COAL U-3,2,4
5010000361 | ACTIVE | 05022100 | 05022100 | 18 | EA | MECH | ELEMENT, FILTER, AIR, 20"W, 20"L, 2"THK, GRAINGER, 6B937, AIR PURE, C35H, 12/BOX, FRAMED/PLEATED
4310072873 | ACTIVE | 05022200 | 05022200 | 10 | EA | MECH | ELEMENT, FILTER, AIR, 24"W, 24"L, 12"THK, ELLIOTT CO, P3515F006; S/N:N-11009-1 M:175M22, WU:COMPRESSOR FILTERS
5010002284 | ACTIVE | 05022300 | 05022300 | 92 | EA | MECH | ELEMENT, FILTER, AIR/DISPOSABLE, 23-1/2"W, 29-1/4"L, 2"THK, FILTER SOURCE, 05623D29B01/0561B010649 12/BOX
0100004057 | ACTIVE | 05022600 | 05022600 | 2 | EA | MECH | ELEMENT, FILTER, AIR CONDTNR, 16"W X 25"L X 2"THK, 45-55% EFFICIENCY, PRE-PLEATED, EMI FILTERATION, E55 16X25X2, WU:BAGHOUSE CONTROL ROOMS
5010002516 | ACTIVE | 05022700 | 05022700 | 13 | EA | MECH | ELEMENT, FILTER, AIR CONDTNR, 18" X 24" X 2", 45-55% EFFICIENCY, AMERICAN AIR FILTER, 140-202-635, CARDBD FRAME
5010004058 | ACTIVE | 05022800 | 05022800 | 12 | EA | MECH | ELEMENT, FILTER, AIR, 24"W, 24"L, 2"THK, 45-55% EFFICIENCY, FLANDERS FILTERS, 85655.022424, (CARDBD FRAME/PLEATED) WU:INLET AIR FILTER
5010004041 | ACTIVE | 05022800 | 05022800 | 27 | EA | MECH | ELEMENT, FILTER, AIR, 12"W, 24"L, 2"THK, FLANDERS FILTERS, 80085.021224, WU:ACID PLANT INLET AIR FILTER, PLEATED
0100006183 | ACTIVE | 05022900 | 05022900 | 1 | EA | ELEC/INS | PANEL, BOTTOM, TAKE UP SECTION, DRWG# 5-4901-115-1, TAKE-UP SECTION-DFC, RH DR, 26-1/2", UCC, 491890, WU:U1 ECONOMIZER ASH SYSTEM
8030000866 | ACTIVE | 33333333 | 06010100 | 10 | GA | CHEM | CLEANER, 5 GA, TRITON X-100, ROHM/HAAS, X-100, 5-GA CONTR EQUALS 40 LBS
6140000040 | ACTIVE | 06010201 | 06010201 | 10 | EA | ELEC/INS | BATTERY, DRY, RECHARGEABLE, 6 V, POWER-SONIC CORP., PS-6100, EMERGENCY LIGHTING, 7.5 OR 8 AMP HOUR
6850412922 | ACTIVE | 33333333 | 06010402 | 1 | KT | OFF/JAN | CLEANING, KIT, MERCURY SPILL, RUBR ASPRTR, J.T. BKR CHEM, 4439-1
6810409711 | ACTIVE | 33333333 | 06010600 | 1 | BT | OFF/JAN | CLEANER, DECONTAMINANT, FOAM, 4-5 L, LIQ, BTL, CONTRAD 70, CRTN-MTHSN, 117-655, WU: LAB
6810409711 | ACTIVE | 33333333 | 06010601 | 4 | BT | OFF/JAN | CLEANER, DECONTAMINANT, FOAM, 4-5 L, LIQ, BTL, CONTRAD 70, CRTN-MTHSN, 117-655, WU: LAB
6810407558 | ACTIVE | 33333333 | 06010601 | 22 | EA | CHEM | CHEMICAL, SOD CHLORIDE, 1.1 LB BTL, CRYSTAL FORM, ANDERSON LABS (BANCO), 62150
6810409638 | ACTIVE | 33333333 | 06010602 | 4 | BT | CHEM | CHEMICAL, THYODENE/DRY IODOMETRIC, 500 GRAM BTL, FISHER SCIENTIFIC CO., T-138-500
6810407772 | ACTIVE | 06020100 | 06020100 | 4 | EA | CHEM | ACID, SULFURIC, LIQ, BTL, 2-1/2 L, 95.0-98.0%, VWR SCIENTIFIC, JT9681-33, (6EA/CS)
6810409828 | ACTIVE | 33333333 | 06020100 | 2 | EA | CHEM | ACID, SULFURIC, LIQ, 4 L, 0.02 N, ANDERSON LABS (BANCO), 74050
0100005432 | ACTIVE | 06020101 | 06020101 | 4 | EA | CHEM | SOLUTION, CAUSTIC, 1 LITER, DIISOPROPYLAMINE, SWAN ANALYTICAL INSTRUMENTS, D4771-269, WU:ALL UNITS
6810409810 | ACTIVE | 33333333 | 06020102 | 1 | EA | CHEM | CHEMICAL, REAGENT, EDTA, 4 LITER, LIQ, 0.01 M, VWR, JT5648-3,(SHELF LIFE 2 YRS), STANDARD SOLUTION, (1MG = 1MG CACO3)
6810407947 | ACTIVE | 33333333 | 06020200 | 1 | EA | CHEM | CHEMICAL, SOD HYDROXIDE, 4 LITER, LIQ FORM, 0.1 N, ANDERSON LAB, 66150
6810408077 | ACTIVE | 33333333 | 06020200 | 1 | EA | CHEM | ACID, SULFURIC, LIQ, 4 L, 0.10 N AMPOULE, VWR INTERNATIONAL, BDH7230-4
6140000032 | ACTIVE | 99999999 | 06030101 | 1 | EA | ELEC/INS | BATTERY, WET, EXIDE, AGM 42AH, 6 V, F2, E.S.B. INC., 68266, WU: EMERGENCY LIGHTING, PLANT WIDE
6810407814 | ACTIVE | 33333333 | 06030103 | 10 | EA | CHEM | CHEMICAL, SOD NITRATE, 500 GM, CRYSTAL, J.T. BAKER CHEMICAL, 3770-1
6810409190 | ACTIVE | 06030202 | 06030202 | 1 | CN | CHEM | DESICCANT, SILICA GEL, INDICATING, 500 GRAMS/CN (1.10LBS), GRANULAR, 6-12 MESH, VWR SCIENTIFIC, INC., MK447104, WU:CHLORINE BLDG & DEMINERAL
0100005649 | ACTIVE | 06030202 | 06030202 | 2 | EA | ELEC/INS | SENSOR, PH DIFFERENTIAL, CPVC SALT BRIDGE PROTECTED, O-RING INCLUDED, THERMO SCIENTIFIC, SBS03-3
6850413425 | ACTIVE | 33333333 | 06030203 | 1 | EA | ELEC/INS | INDICATOR, HARDNESS, SOLN 100GM H-3 TOTALHARDN, DRY-100 GRAM, NALCO, 460-S0277.82
6810408358 | ACTIVE | 33333333 | 06030204 | 4 | EA | CHEM | CHEMICAL, AMONM PERSULFATE, 500 GR=1 LB, ANDERSON LABS (BANCO), 07260
6850413201 | ACTIVE | 06030205 | 06030205 | 5 | EA | CHEM | SOLVENT, CLEANING, RMVR/RUST, 14 OZ, ERUSTICATOR, PENNWALT CORP, BY DESCRP
6810408069 | ACTIVE | 33333333 | 06030300 | 2 | EA | CHEM | CHEMICAL, SOD HYDROXIDE, 500 GRAM, 12EA/CS, PELLETS FORM, VWR, 97064-476
0100005650 | ACTIVE | 33333333 | 06030302 | 2 | EA | CHEM | SOLUTION, PH STORAGE, THERMO SCIENTIFIC, 910001, WU:SAMPLE PANEL CONTROLS DEMIN
6810408564 | ACTIVE | 06030303 | 06030303 | 6 | EA | CHEM | CHEMICAL, POTASSIUM PERMAGANATE, LIQUID FORM, NALCO CHEMICAL, 460-565800.71
6810407848 | ACTIVE | 33333333 | 06030303 | 17 | EA | CHEM | CHEMICAL, INDICATING, 1 LB BTL, CRYSTAL FORM, DRIERITE, 23005
6850413532 | ACTIVE | 33333333 | 06030405 | 8 | EA | CHEM | CHEMICAL, BARIUM CHLORIDE, 1 LB/500 GM, BTL, CRYSTAL, FISHER SCI, B34-500
0100006658 | ACTIVE | 06030501 | 06030501 | 2 | BT | CHEM | CHEMICAL, MICRO-BLAZE EMERGENCY LIQUID SPILL CONTROL, LIQUID, GAL CONTAINER, BIOREMEDIATION AGENT, VERDE ENVIRONMENTAL, BY DESCRP
9150488246 | ACTIVE | 07010100 | 07010100 | 106 | EA | CHEM | LUBRICANT, GREASE, MULTI-FAK EP2 OR STARPLEX, 14.1 OZ TUBE, 40EA/CS, 10/BX, TEXACO, BY DESCRP
9150487826 | ACTIVE | 07010100 | 07010100 | 43 | QT | CHEM | LUBRICANT,MOTOR,1 QT,10W40 WGT,LIQ,CAN,HAVOLINE,TEXACO,BY DESCRP
0100005546 | ACTIVE | 33333333 | 07010101 | 14 | QT | CHEM | LUBRICANT, OIL, EP LUBE #95, MILTON ROY, 407-0152-010,WU:U3&4 AMINE PUMPS
9150489228 | ACTIVE | 07010101 | 07010101 | 10 | GA | CHEM | LUBRICANT, OIL, WAX FREE, CAPELLA D, 1 GL, LIQ, TEXACO INC, WF-68, 6/CS
9150488741 | ACTIVE | 07010101 | 07010101 | 6 | EA | CHEM | ADDITIVE, OIL, STP, AUTO PARTS, 65-148
9150487727 | ACTIVE | 99999999 | 07010102 | 1 | EA | MECH | OILER, AUTOMATIC, LUBTR, INGERSOLL ENGINEERING COM, TYPE 1
9150488105 | ACTIVE | 07010102 | 07010102 | 6 | EA | MECH | OILER, AUTOMATIC, GREASOMATIC LUBRICATOR, INGERSOLL ENG. CO, BY DESCRP, MULTIPURPOSE, FILLED W/MARFAK NO 2 GREASE
0100000452 | ACTIVE | 99999999 | 07010102 | 3 | EA | CHEM | CLEANER, FASTENER, GRATING, SPRAY LUBE, HILTI, 308976
7930462697 | ACTIVE | 33333333 | 07010102 | 1 | EA | OFF/JAN | CLEANER, OVEN, 16 OZ, AER, CAN, EASY OFF, UNISOURCE, 40H8158, (12EA=CS)
0100004853 | ACTIVE | 07010103 | 07010103 | 2 | GA | CHEM | LUBRICANT, HOSELUBE, GLYCERIN, GAL, GRACO, 24K694, WU:BLEACH PUMPS PLANT WIDE
8030000924 | ACTIVE | 33333333 | 07010103 | 1 | KT | CHEM | SEALANT/ADHESIVE, KIT, SILICONE, 1 LBS, GE RTV 60
6810409315 | ACTIVE | 33333333 | 07010200 | 3 | EA | CHEM | ALCOHOL, METHYL, BTL/CAN, 4 L, METHANOL, VWR, BDH1135-4LP OR MK301616
0100002950 | ACTIVE | 07010200 | 07010200 | 18 | EA | CHEM | LUBRICANT, GREASE, MOV EXTRA "1", 1 LB TUBE, MODLE FORSYTHE LUBRICATION, ANY MFG, MOV "1" EXTRA, WU:LIMITORQUE MOV'S
6810409448 | ACTIVE | 99999999 | 07010201 | 2 | BT | CHEM | CHEMICAL, RGNT, 6.1 LITER BTL, LIQ, ORION RESEARCH, 151111
9150487651 | ACTIVE | 07010201 | 07010201 | 10 | EA | CHEM | LUBRICANT, GREASE, MARINE, MYSTIK, NGLI NO. 2, JT6, 14 OZ TUBE, CATO OIL & GREASE, JT6
9150488964 | ACTIVE | 07010201 | 07010201 | 4 | TU | CHEM | LUBRICANT, MOLYBDENUM, GREASE, EXTREME PRES, 14 OZ TUBE, MOBIL GREASE SPECIAL, MOBILE OIL CORP, XHP 222 SPECIAL, WU: LIMESTONE, (10TU/BX)
9150489574 | ACTIVE | 07010201 | 07010201 | 7 | TU | CHEM | LUBRICANT, GREASE, STARPLEX 2, CRTG, TEXACO, INC., WU: LIMESTONE
0100004946 | ACTIVE | 33333333 | 07010202 | 1 | EA | CHEM | LUBRICANT, GREASE, COUPLING, KOP FLEX, 14 OZ CARTRIDGE, KAMAN, KHP 14OZ, WU: PLANT WIDE
0100005502 | ACTIVE | 07010202 | 07010202 | 1 | EA | TOOL | TORCH, KIT, PROPANE, SELF-IGNITING TORCH, PROPANE FUEL INCLUDED, 14.1 OZ CYL, 4100 BTUS/HR, ANY MFG, BY DESCRP, WU:PLANT WIDE
6810409968 | ACTIVE | 07020100 | 07020100 | 2 | EA | CHEM | SOLVENT, TOLUENE, 4 LT, J.T. BAKER CHEMICAL CO, JT9460-3
9150489012 | ACTIVE | 07020100 | 07020100 | 32 | QT | CHEM | FLUID, TRANSMISSION, CHEVRON HAVOLINE ATF MD-3 12/1, 1 QT, CAN, TEXACO INC, BY DESCRP, 12 QTS/CS
0100005545 | ACTIVE | 07020101 | 07020101 | 6 | CT | CHEM | OIL, ROTO-Z, 5 GALLON, ATLAS COPCO, 2908-8501-01, WU:ALL UNITS
8010475328 | ACTIVE | 07020101 | 07020101 | 2 | EA | CHEM | PRIMER, PAINT, 12 OZ, AEROSOL, CAN, GRAY, BORDEN INC., CHEMICAL DIV, 1318
8010475161 | ACTIVE | 07020101 | 07020101 | 36 | EA | CHEM | PAINT, LIGHT BLUE, ENAMEL/INTERIOR/EXTERIOR, 13 OZ, AEROSOL, CAN, BORDEN INC., CHEMICAL DIV, 1902
8010475245 | ACTIVE | 07020101 | 07020101 | 1 | EA | CHEM | PAINT, GLOSS BLACK, AEROSOL, BORDEN CHEM, 1601
8010475229 | ACTIVE | 07020102 | 07020102 | 6 | GA | CHEM | PAINT, GRAY, POLYURETHANE, 1 GAL, SHERWIN WILLIAMS, B65W00775, (SHELF LIFE 720 DAYS), PORCH & DECK
8040000112 | ACTIVE | 07020102 | 07020102 | 2 | EA | CHEM | COMPOUND, JOINT, PVC CEMENT, MEDIUM SET, INDUSTRIAL POLY-CHEMICAL, 782, (SHELF LIFE 1YR)
8010475138 | ACTIVE | 07020102 | 07020102 | 9 | EA | CHEM | PAINT, BURNT ORANGE, ENAMEL/INTERIOR/EXTERIOR, 12 OZ, AEROSOL, CAN, BORDEN INC., CHEMICAL DIV, 2406
8010475377 | ACTIVE | 07020102 | 07020102 | 27 | EA | CHEM | PAINT, SILVER, ENAMEL/INTERIOR/EXTERIOR, 11 OZ, AEROSOL, BORDEN INC., CHEMICAL DIV, 1401
8010475187 | ACTIVE | 07020103 | 07020103 | 10 | EA | CHEM | PAINT, SMOKE GRAY, ENAMEL/INTERIOR/EXTERIOR, 12 OZ, AEROSOL, CAN, BORDEN INC., CHEMICAL DIV, 1608
6810409349 | ACTIVE | 33333333 | 07020200 | 3 | GA | CHEM | ALCOHOL, RGNT/DENATURED, 4 L, ETHYL, VWR SCIENTIFIC, EM-EX0285-3, WU: LAB SUPPLIES, REAGENT
6810409323 | ACTIVE | 07020200 | 07020200 | 3 | EA | CHEM | ALCOHOL, RGNT, CAN, 4 L, ISO-PROPYL, ANDERSON LABS (BANCO), 36410
8010475583 | ACTIVE | 07020201 | 07020201 | 2 | GA | CHEM | PAINT, EPOXY/FLOOR CVRNG, PART A, TUPELO, THE GLIDDEN CO, 4508-0900H, USE W/8010475591 PART B
8010475591 | ACTIVE | 07020201 | 07020201 | 2 | GA | CHEM | PAINT, EPOXY/FLOOR CVRNG, PART B, TUPELO, THE GLIDDEN CO, 4508-9999H, (USE W/8010475583 PART A)
8010475260 | ACTIVE | 07020201 | 07020201 | 11 | EA | CHEM | PAINT, MATTE FINISH, PERMANENT, 13 OZ, AEROSOL, BORDEN INC., CHEMICAL DIV, 1311
8010475120 | ACTIVE | 07020201 | 07020201 | 3 | EA | CHEM | PAINT, DAISY YELLOW, ENAMEL/INTERIOR/EXTERIOR, 12 OZ, AEROSOL, CAN, BORDEN, 1813
8010475278 | ACTIVE | 07020201 | 07020201 | 7 | EA | CHEM | PAINT, BANNER RED, ENAMEL/INTERIOR/EXTERIOR, 12 OZ, AEROSOL, CAN, BORDEN INC., CHEMICAL DIV, 2108
8010475153 | ACTIVE | 07020202 | 07020202 | 9 | EA | CHEM | PAINT, GLOSS WHITE, ENAMEL/INTERIOR/EXTERIOR, 12 OZ, AEROSOL, CAN, BORDEN INC., CHEMICAL DIV, 1501
8010475195 | ACTIVE | 07020202 | 07020202 | 18 | EA | CHEM | PAINT, HUNTER GREEN, ENAMEL/INTERIOR/EXTERIOR, 12 OZ, AEROSOL, CAN, BORDEN INC., CHEMICAL DIV, 2001
8010475047 | ACTIVE | 07020203 | 07020203 | 19 | EA | CHEM | PAINT, FORD RED, HIGH TEMP, AEROSOL, CAN, KRYLON 2106, DEWEES TOOL, BY DESCRP
8040000427 | ACTIVE | 33333333 | 07030100 | 1 | CT | CHEM | SEALANT/ADHESIVE, SHEET METAL, 5 GA CONTR, LIQ, GREEN, FOSTER PROD, 81-10
9150487685 | ACTIVE | 33333333 | 07030100 | 2 | CT | CHEM | LUBRICANT, OIL, MULTI PURPOSE, PUMP/BRG, 35#, 5 GA CONT., LIQ, DUBOIS CHEMICAL CO, MPO-30
9150488154 | ACTIVE | 07030100 | 07030100 | 210 | LB | CHEM | LUBRICANT, MULTIGEAR, 80W90 WGT, 35 LB, LIQ, TEXACO INC, SAE80W90
9150487784 | ACTIVE | 07030101 | 07030101 | 4 | GA | CHEM | LUBRICANT,1 GL,LIQ,KNOCKER LOOSE,K & W PRODUCTS INC,1728 KNOCKER LOOSE
8030000072 | ACTIVE | 07030102 | 07030102 | 5 | EA | CHEM | SEALANT/ADHESIVE, VISCASIL, HIGH VISCOSITY, SILICONE,GENERAL ELECTRIC, A50A264A0P0020-1
9150488535 | ACTIVE | 07030102 | 07030102 | 3 | GA | CHEM | LUBRICANT, OIL, HYDRAULIC, LIQ, 1 GL CAN, ANY MFG, BY DESCRP, WU: PLANT WIDE
0100006904 | ACTIVE | 07030300 | 07030200 | 17 | BX | CHEM | LUBRICANT, GREASE, MOBILITH SHC 100, 10 TUBES/BX,1 2.5OZ, SYNTHETIC, NLGI 2 GRADE/ISO VG 100, -40C-150C. EXTREME PRES, LOW WEAR, LONG SERVICE
9150487958 | ACTIVE | 07030200 | 07030200 | 35 | LB | CHEM | LUBRICANT, GREASE, OPEN GEAR LUBE, PASTE, 35 LB CAN, CHEVRON, 100NC, WU: WIRE ROPE
9150488162 | ACTIVE | 07030200 | 07030200 | 35 | LB | CHEM | LUBRICANT, GREASE, STARPLEX MOLY 2, 35# CAN, TEXACO, BY DESCRP
8010475427 | ACTIVE | 07030201 | 07030201 | 5 | GA | CHEM | SOLVENT, THINNER, PAINT/ENAMAL, 1 GL, LIQ, CAN, THE GLIDDEN COMPANY, 16165
9150487750 | ACTIVE | 07030201 | 07030201 | 7 | GA | CHEM | LUBRICANT, OIL, WAX FREE, CAPELLA B, 1 GL CAN, LIQ, TEXACO INC, WF-32
9160000015 | ACTIVE | 33333333 | 07030202 | 5 | GA | CHEM | OIL, LINSEED/TRIPLE BOILED, 1 GL, CAN, ARCHER DANIELS MIDLAND CO, BY DESCRP
9150487859 | ACTIVE | 07030202 | 07030202 | 3 | GA | CHEM | LUBRICANT, OIL, CUTTING & GRINDING, THREADED, NAPA AUTO PARTS, 765-1525, DARK OIL, (RIDID BRAND)
0100005634 | ACTIVE | 07030300 | 07030300 | 2 | EA | CHEM | OIL, HYDRAULIC, 5 GAL, PAIL, CHEVRON, RANDO HD 100, WU:ACI AUGER GEARBOX
8010475104 | ACTIVE | 07030300 | 07030300 | 1 | GA | CHEM | PRIMER, UTILITY PAINT, 1 GL, RED, GLIDDEN, 4160-7100, WU: PLANT MAINTENANCE
0100004780 | ACTIVE | 07010200 | 07030300 | 14 | EA | SAFETY | HAND SANITIZER, 4/CS, PUMP, ALCOHOL-BASED, 64 OZ to 1 GA BOTTLE, FISHER SAFETY, 9625
0000000833 | ACTIVE | 07030301 | 07030301 | 1 | GA | CHEM | RESIN, FIBERGLASS-KITTY HAIR, GAL, SHERWIN WILLIAMS, 100869, WU:EMERGENCY REPAIR FRP ABSORBER HEADERS & WALL COATING
8010475419 | ACTIVE | 07030301 | 07030301 | 2 | GA | CHEM | SOLVENT, CLEANING, RMVR/PAINT, 1 GL, SEMI-PASTE, CAN, STRYPEEZ, SAVOGRAN, BY DESCRP
0100000969 | ACTIVE | 33333333 | 07030301 | 2 | GA | CHEM | COMPOUND, COATING, PIPE, ROYSTON A51 PLUS, ROSKOTE MASTIC, ANY MFG, BY DESCRP
6850413938 | ACTIVE | 07040100 | 07040100 | 14 | EA | CHEM | SOLVENT, 5 GL, EPA 2000, WESTERN CHEMICAL, WCI 140, (SOLVENT WILL DAMAGE RUBBER TYPE CABLE(
3439001755 | ACTIVE | 07040101 | 07040101 | 1 | EA | CHEM | PRIMER, PVC, 1 QUART, CAN, INDUSTRIAL POLY-CHEMICAL, P70 OR P68
9150489533 | ACTIVE | 07040101 | 07040101 | 18 | EA | CHEM | LUBRICANT, THREAD, SAFETAP, 16 OZ BTL, LIQ, ANY MFG, BY DESCRP,
8010475310 | ACTIVE | 07040102 | 07040102 | 4 | GA | CHEM | PAINT, SILVER, HIGH TEMP/1000 DEG, GLIDDEN, HT-10/710S9100
8040000161 | ACTIVE | 07040102 | 07040102 | 2 | GA | CHEM | PRIMER, WRAP TAPE, 1 GL, KENDALL COMPANY, THE, 1027
6850412609 | ACTIVE | 07040102 | 07040102 | 36 | CA | CHEM | FLUID, STARTING, ENGINE, 10.5 OZ, CAN, ANY MFG, BY DESCRP
9150488782 | ACTIVE | 07040103 | 07040103 | 4 | EA | CHEM | LUBRICANT, ENGINE ASSY, LUBRIPLATE, SIZE C (TUBES), DEWEES TOOL, L0034-094
9150489467 | ACTIVE | 99999999 | 07040200 | 2 | CT | CHEM | LUBRICANT, OIL, HYDRAULIC, SNUBBER, LIQ,(ONE-5 GAL CONTR = 40 LBS),GENERAL ELECTRIC, SF1154, WU:HYDRAULIC SNUBBER, PRIM PIPING SYS, U-3&4
8030000312 | ACTIVE | 99999999 | 07040200 | 4 | GA | CHEM | SEALANT/ADHESIVE, PASTE, HIGH TEMP, DUM-DUM, PASTE, CAN, 1 GAL
8010475351 | ACTIVE | 07040200 | 07040200 | 12 | EA | CHEM | PAINT, TRUE BLUE, ENAMEL/INTERIOR/EXTERIOR, 12 OZ, AEROSOL, CAN, BORDEN INC., CHEMICAL DIV, 1910
7930462796 | ACTIVE | 07040201 | 07040201 | 21 | EA | CHEM | LUBRICANT, SILICONE, MULTI-PURPOSE, UL106, 16 OZ AEROSOL CAN, UNITED LABORATORIES INC., UL106
0100004798 | ACTIVE | 07040201 | 07040201 | 5 | CA | CHEM | ADHESIVE, SPRAY TRIM, 15.75OZ, WEB TEXTURE HIGH STRENGTH, CAN, WINZER, ST400
9160000031 | ACTIVE | 07040202 | 07040202 | 1 | GA | CHEM | OIL, LINSEED/TRIPLE BOILED, 1 GL, 37 MM VISCOSITY WGT, CAN, ANY MFG, BY DESCRP
0100003070 | ACTIVE | 07040202 | 07040202 | 5 | EA | CHEM | COMPOUND, SEALING, 111 SILICONE, 400 G CARTRIDGE, DOW CORNING, 111, WU: U3&4 BAGHOUSE AIR LOCKS
9150489442 | ACTIVE | 07040202 | 07040202 | 6 | EA | CHEM | LUBRICANT, GREASE, ALLEX EP-1L, 14 OZ TUBE, OIL CENTER RESEARCH INC., WESO BRAND ALLEX EP-1L
9150489087 | ACTIVE | 07040202 | 07040202 | 6 | CA | CHEM | LUBRICANT, DRY FILM, DRI-LUBE, 16 OZ , AEROSOL CAN, CERTIFIED LABS, BY DESCRP, 12CA/CS
0100002911 | ACTIVE | 07040202 | 07040202 | 3 | GA | CHEM | ALCOHOL, DENATURED, ANY MFG, BY DESCRP, WU:TURBINE DECK FOR CLEANING GENERATOR & TURBINE PARTS
8010475203 | ACTIVE | 07040202 | 07040202 | 8 | EA | CHEM | PAINT, RED, INSUL/ENAMEL, 12.75 OZ, AEROSOL, CAN, GENERAL ELECTRIC CO., 1201A
6850413250 | ACTIVE | 33333333 | 07040202 | 8 | EA | CHEM | ANTI-FREEZE, LINE/GAS, 12 FL OZ, MAC'S, ASHLAND CHEMICAL CO., 7400
9150487982 | ACTIVE | 07040203 | 07040203 | 6 | EA | CHEM | LUBRICANT,HIGH-VAC,5.3 OZ,TUBE,VWR SCIENTIFIC,59344-055
8010475393 | ACTIVE | 07040203 | 07040203 | 4 | EA | CHEM | PAINT, RED, INSUL/ENAMEL, 1 QT, LIQ, CAN, GENERAL ELECTRIC CO., 1201
3020052662 | ACTIVE | 33333333 | 08010100 | 1 | EA | MECH | IDLER, CONVEYOR, 5D, 5C, RETURN TRAINER, HEWITT-ROBINS, 3630-PD-60, WU:5C & 5D TRIPPER CONVEYOR, ALL UNITS
3020052548 | ACTIVE | 08010101 | 08010101 | 1 | EA | MECH | IDLER, CONVEYOR, TRANSITION, CONTINENTAL CONVEYOR, 78AH501-42S, WU:4A PLANT CONVEYOR, 5A & 5B TRIPPER CONVEYOR, ALL UNITS
3020052704 | ACTIVE | 33333333 | 08010102 | 6 | EA | MECH | IDLER, CONVEYOR, IMPACT, 6"DIA, 35 DEG, FMC CORP, POWER CONTROL D, D3630S-48
3020052704 | ACTIVE | 33333333 | 08010103 | 2 | EA | MECH | IDLER, CONVEYOR, IMPACT, 6"DIA, 35 DEG, FMC CORP, POWER CONTROL D, D3630S-48
3020052704 | ACTIVE | 33333333 | 08010104 | 5 | EA | MECH | IDLER, CONVEYOR, IMPACT, 6"DIA, 35 DEG, FMC CORP, POWER CONTROL D, D3630S-48
3020052662 | ACTIVE | 33333333 | 08010105 | 3 | EA | MECH | IDLER, CONVEYOR, 5D, 5C, RETURN TRAINER, HEWITT-ROBINS, 3630-PD-60, WU:5C & 5D TRIPPER CONVEYOR, ALL UNITS
3020052787 | ACTIVE | 08010200 | 08010200 | 1 | EA | MECH | IDLER, CONVEYOR, VARIABLE PITCH TRANSITION, 6"DIA, 57"L, BLTED, 20 DEG, HEWITT-ROBINS CONVEYOR, 3602-VPS-48, 51-1/2" IDLER COMES W/TRANSI
3020054775 | ACTIVE | 08010202 | 08010201 | 4 | EA | MECH | IDLER, CONVEYOR, RETURN, S, CONTINENTAL CONVEYOR & EQ, 78A5114-4500
3020054775 | ACTIVE | 08010202 | 08010202 | 4 | EA | MECH | IDLER, CONVEYOR, RETURN, S, CONTINENTAL CONVEYOR & EQ, 78A5114-4500
3020054841 | ACTIVE | 08010204 | 08010203 | 2 | EA | MECH | IDLER, CONVEYOR, TROUGHING, 6"DIA, 57"L, BLTED, 35 DEG, HEWITT-ROBINS, 3623-CS-48, WU:3C & 3D, RECLAIM CONVEYORS, 4B PLANT CONVEYOR
3020054841 | ACTIVE | 08010204 | 08010204 | 4 | EA | MECH | IDLER, CONVEYOR, TROUGHING, 6"DIA, 57"L, BLTED, 35 DEG, HEWITT-ROBINS, 3623-CS-48, WU:3C & 3D, RECLAIM CONVEYORS, 4B PLANT CONVEYOR
3020056622 | ACTIVE | 08010302 | 08010302 | 1 | EA | MECH | IDLER, FLAT RETURN TRAINING, 5", 24", CONTINENTAL CONVEYOR, 78AH519-24S, LIMESTONE
3020056598 | ACTIVE | 08010302 | 08010302 | 1 | EA | MECH | IDLER, TRANSITION, 5", 24", 20 DEGREE ANGLE, CONTINENTAL CONVEYOR, B5-20T-24B, WU: LIMESTONE
3020056580 | ACTIVE | 08010303 | 08010303 | 1 | EA | MECH | IDLER, TRAINING, 5", 24", 35 ANGLE, SUPERIOR, 60535EA24, WU:LIMESTONE, GYPSUM XFER CONVEYOR
3020052738 | ACTIVE | 08010304 | 08010304 | 4 | EA | MECH | IDLER, CONVEYOR, TROUGHING, HEWITT-ROBINS, 3603-S-48, WU:3C & 3D RECLAIM BELT ROLLERS, 4B PLANT CONVEYOR, ALL UNITS
3020052746 | ACTIVE | 33333333 | 08010305 | 2 | EA | MECH | IDLER, CONVEYOR, TRANSITION, 6"DIA, BLTED, 20 DEG, HEWITT-ROBINS, 4602-VPS-60, WU:5C & 5D TRIPPER CONVEYOR, TRIPPER CARS, ALL UNITS
3020054783 | ACTIVE | 08010401 | 08010401 | 3 | EA | MECH | IDLER, CONVEYOR, TROUGHING, CONTINENTAL CONVEYOR, 78AH532-42S, WU:4A PLANT CONVEYOR, 5A & 5B TRIPPER CONVEYOR
0100006143 | ACTIVE | 08010403 | 08010403 | 1 | KT | MECH | KIT, SERVICE MAINTENANCE-C, ATLAS COPCO, 2906049500, WU:UNIT 4, BAGHOUSE AIR COMPRESSORS
6640001381 | ACTIVE | 99999999 | 09110300 | 1100 | LB | MECH | SAND, FINE, SILICA GLACIER, .04 TO .50, 105 LB TO 1 CU FT, U.S. FILTER/PERMUTIT, 187-00665, WU:FILTER MEDIA
6850413540 | ACTIVE | 33333333 | 09110301 | 100 | LB | CHEM | CHEMICAL, MONOSOD PHOSPHATE, 50 LB BAG, GRANULAR, OLIN CHEMICAL CORP., 1505
0100003939 | ACTIVE | 09110400 | 09110400 | 1 | DR | CHEM | OIL, LUBRICANT, QUINTOLUBIRC, DRUM, QUAKER, 822-300CM, WU:U-3&4 BFP, HPU SKIDS SHELF LIFE=2 YEARS
5350000062 | ACTIVE | 09110401 | 09110401 | 300 | LB | MECH | SAND, MEDIUM, 100 LB, BAG, ANY MFG, BY DESCRP, WU:BENDING BOILER TUBES
6850413649 | ACTIVE | 09110600 | 09110600 | 2 | DR | CHEM | DESICCANT, 350 LB, DRUM, PALL PNEUMATIC PRODUCTS, 1176392
6810408788 | ACTIVE | 33333333 | 09120400 | 250 | LB | CHEM | CHEMICAL, TRISODIUM PHOSPHATE, 50 LB BAG, GRANULAR, WESKEM, BY DESCRP
6850413227 | ACTIVE | 33333333 | 09120401 | 250 | LB | CHEM | CHEMICAL, DISODIUM PHOSPHATE, 50 LB BAG, GRANULAR, OLIN CHEMICAL CORP., 01507
3660000153 | ACTIVE | 09120600 | 09120600 | 3 | EA | MECH | BRACKET, MOUNTING, ASSY/LOW, CERM, B&W, 4505153
4710099062 | ACTIVE | 33333333 | 10010100 | 20 | FT | MECH | PIPE, PVC, 6" X 20' SCH 80, ANY MFG, BY DESCRP
4710100712 | ACTIVE | 33333333 | 10010100 | 40 | FT | MECH | PIPE, PVC, 4" X 20'L, SCH 80, ANY MFG, BY DESCRP
4710098924 | ACTIVE | 10010100 | 10010100 | 20 | FT | MECH | PIPE, PVC, 1/2" X 20', SCH 80, ANY MFG, BY DESCRP
4710100704 | ACTIVE | 10010101 | 10010101 | 20 | FT | MECH | PIPE, PVC, 1" X 20', SCH 80, ANY MFG, BY DESCRP
4710098429 | ACTIVE | 10010101 | 10010101 | 60 | FT | MECH | PIPE, PVC, 3/4" X 20', PVC, SCH 80, ANY MFG, BY DESCRP
4710101579 | ACTIVE | 10010102 | 10010102 | 10 | FT | MECH | TUBING, COPPER, HARD, TYPE K, 1", 20'L, NIBCO INC., BY DESCRP
4710101587 | ACTIVE | 10010102 | 10010102 | 15 | FT | MECH | TUBING, REFRIGERATION/K, 3/4", HARD CU, NIBCO INC., BY DESCRP
4710100191 | ACTIVE | 10010102 | 10010102 | 10 | FT | MECH | TUBING, REFRIGERATION/K, 3/8", HARD CU, ANY MFG, BY DESCRP
4710100209 | ACTIVE | 10010102 | 10010102 | 35 | FT | MECH | TUBING, REFRIGERATION/K, 1/2", 0.049"WT, HARD CU, NIBCO INC., BY DESCRP
4710101553 | ACTIVE | 10010103 | 10010103 | 14 | FT | MECH | TUBING, REFRIGERATION/K, 2", HARD CU, NIBCO INC, BY DESCRP, WU: INSTRUMENT AIR LINES
5975257907 | ACTIVE | 33333333 | 10010200 | 20 | FT | ELEC/INS | CONDUIT, RIGID, GALV STL, 2-1/2 IN, 10 FT, CONDUIT PIPE PROD, BY DESCRP
5975260877 | ACTIVE | 10010200 | 10010200 | 200 | FT | ELEC/INS | CONDUIT, RIGID, THDED, AL, 2 IN, ARIZONA ALUM CO, AL2
5975262824 | ACTIVE | 10010201 | 10010201 | 200 | FT | ELEC/INS | CONDUIT, RIGID, THDED, AL, 1-1/2 IN, ALLIED TUBE AND CONDUIT, BY DESCRP
5975262618 | ACTIVE | 33333333 | 10010201 | 80 | FT | ELEC/INS | CONDUIT, RIGID, 2 IN, ALLIED MFG CO, G200
5975260182 | ACTIVE | 99999999 | 10010202 | 150 | FT | ELEC/INS | CONDUIT, RIGID, 1-1/2 IN, ALLIED MFG CO, G112
5975258442 | ACTIVE | 99999999 | 10010202 | 90 | FT | ELEC/INS | CONDUIT, THIN-WALL/EMT, 1-1/2 IN, ANY MFG, BY DESCRP
9510002281 | ACTIVE | 99999999 | 10010300 | 72 | FT | STRUC | STOCK, BAR, FLAT, 2"W, 12'L, 1/2"THK, 309 SS, 3.40 LB/FT, ANY MFG, BY DESCRP
9510001606 | ACTIVE | 10010300 | 10010300 | 60 | FT | STRUC | STOCK, BAR, FLAT, 3"W, 12'L, 3/8"THK, 316 SS, 3.83 LB/FT, ANY MFG, BY DESCRP
9510002273 | ACTIVE | 99999999 | 10010301 | 96 | FT | STRUC | STOCK, BAR, FLAT, 1-1/2"W, 12'L, 3/8"THK, 309 SS, 1.91 LB/FT, ANY MFG, BY DESCRP
9510001572 | ACTIVE | 10010301 | 10010301 | 192 | FT | STRUC | STOCK, BAR, FLAT, 2"W, 12'L, 1/4"THK, 316 SS, 1.70 LB/FT, ANY MFG, BY DESCRP
9510001028 | ACTIVE | 10010302 | 10010302 | 24 | FT | STRUC | STOCK, BAR, FLAT, 3"W, 12'L, 3/16"THK, 316 SS, 1.91 LB/FT, ANY MFG, BY DESCRP
9510002265 | ACTIVE | 99999999 | 10010302 | 376 | FT | STRUC | STOCK, BAR, FLAT, 1"W, 12'L, 1/4"THK, 309 SS, 0.8500 LB/FT, ANY MFG, BY DESCRP
9510001234 | ACTIVE | 33333333 | 10010303 | 16 | FT | STRUC | STOCK, BAR, FLAT, 5"W, 8'L, 3/16"THK, 316 SS, ANY MFG, BY DESCRP
0100002549 | ACTIVE | 33333333 | 10010303 | 10 | FT | STRUC | STOCK, BAR, FLAT, 2"W, 12'L, 1/4"THK, SB-166 UNS NO6600, ANY MFG, BY DESCRP, WU:U-3&4 SECONDARY SUPERHEATER
9510000467 | ACTIVE | 33333333 | 10010303 | 24 | FT | STRUC | STOCK, BAR, FLAT, 1-1/2"W, 12'L, 1/2"THK, 316 SS, 2.55 LB/FT, ANY MFG, BY DESCRP
9510001002 | ACTIVE | 10010304 | 10010304 | 12 | FT | STRUC | STOCK, BAR, FLAT, 1"W, 12'L, 1/4"THK, 316 SS, 0.850 LB/FT, ANY MFG, BY DESCRP
9510000541 | ACTIVE | 10010304 | 10010304 | 24 | FT | STRUC | STOCK, BAR, FLAT, 1-1/4"W, 12'L, 1/8"THK, 304 SS, 0.531 LB/FT, ANY MFG, BY DESCRP
9510001481 | ACTIVE | 10010305 | 10010305 | 84 | FT | STRUC | STOCK, BAR, FLAT, 1"W, 12'L, 1/8"THK, 304 SS, 0.425 LB/FT, ANY MFG, BY DESCRP
9510000012 | ACTIVE | 33333333 | 10010400 | 12 | FT | STRUC | STOCK, BAR, RND, 12'L, 2"DIA, 316 SS, 10.68 LB/FT, ANY MFG, BY DESCRP
9510000863 | ACTIVE | 33333333 | 10010400 | 12 | FT | STRUC | STOCK, BAR, RND, 12'L, 1-1/2"DIA, 316 SS, 6.01 LB/FT, ANY MFG, BY DESCRP
9510001077 | ACTIVE | 99999999 | 10010401 | 72 | FT | STRUC | STOCK, BAR, RND, 12'L, 1-1/4"DIA, 316 SS, 4.17 LB/FT, ANY MFG, BY DESCRP
9510002307 | ACTIVE | 10010401 | 10010401 | 26 | FT | STRUC | STOCK, BAR, RND, 12'L, 1/2"DIA, 309 SS, 0.6700 LB/FT, ANY MFG, BY DESCRP
9510000418 | ACTIVE | 33333333 | 10010401 | 24 | FT | STRUC | STOCK, BAR, RND, 12'L, 1"DIA, 316 SS, 2.68 LB/FT, ANY MFG, BY DESCRP
9510000384 | ACTIVE | 10010402 | 10010402 | 9 | FT | STRUC | STOCK, BAR, RND, 12'L, 3/4"DIA, 316 SS, 1.51 LB/FT, ANY MFG, BY DESCRP
9510002299 | ACTIVE | 10010402 | 10010402 | 42 | FT | STRUC | STOCK, BAR, RND, 12'L, 3/8"DIA, 309 SS, 0.380 LB/FT, ANY MFG, BY DESCRP
9510002125 | ACTIVE | 10010403 | 10010403 | 12 | FT | STRUC | STOCK, BAR, RND/COLD ROLLED/ANNEAL, 12'L, 3/4"DIA, 416 SS, 1.50 LB/FT, ANY MFG, BY DESCRP
9510001176 | ACTIVE | 10010404 | 10010404 | 48 | FT | STRUC | STOCK, BAR, RND, 12'L, 3/8"DIA, 316 SS, 0.380 LB/FT, ANY MFG, BY DESCRP
9510001358 | ACTIVE | 10010501 | 10010501 | 100 | FT | STRUC | STOCK, BAR, RND/HOT ROLLED, 20'L, 1-1/4"DIA, 1042 CS, 4.17 LB/FT, ANY MFG, BY DESCRP
9510001382 | ACTIVE | 10010501 | 10010501 | 100 | FT | STRUC | STOCK, BAR, RND/HOT ROLLED, 20'L, 1-1/8"DIA, 1042 CS, 3.38 LB/FT, ANY MFG, BY DESCRP
9510001812 | ACTIVE | 10010502 | 10010502 | 10 | FT | STRUC | STOCK, BAR, RND, 10'L, 2"DIA, 4340 ALLOY STL, 10.68 LB/FT, TRICON METALS & SRV, BY DESCRP
9510000160 | ACTIVE | 10010502 | 10010502 | 24 | FT | STRUC | STOCK, BAR, RND, 12'L, 2"DIA, 12L-14 ALLOY STL, 10.68 LB/FT, ANY MFG, BY DESCRP
9510001341 | ACTIVE | 10010502 | 10010502 | 40 | FT | STRUC | STOCK, BAR, RND/HOT ROLLED, 20'L, 1"DIA, CS A36, 2.67 LB/FT, ANY MFG, BY DESCRP
9510001804 | ACTIVE | 10010503 | 10010503 | 21 | FT | STRUC | STOCK, BAR, RND, 20'L, 1-1/2"DIA, 4140 ALLOY STL, 6.009 LB/FT, TRICON METALS & SERVICES, BY DESCRP
9510001796 | ACTIVE | 10010503 | 10010503 | 15 | FT | STRUC | STOCK, BAR, RND, 20'L, 1"DIA, 4140 ALLOY STL, 2.67 LB/FT, TRICON METALS & SRV, BY DESCRP
9510001788 | ACTIVE | 10010503 | 10010503 | 21 | FT | STRUC | STOCK, BAR, RND, 20'L, 3/4"DIA, 4140 ALLOY STL, 1.502 LB/FT, TRICON METALS & SRV, BY DESCRP
9510001333 | ACTIVE | 10010503 | 10010503 | 124 | FT | STRUC | STOCK, BAR, RND/HOT ROLLED, 20'L, 3/4"DIA, 1042 CS, 1.50 LB/FT, AMERICAN METAL PRODUCTS, BY DESCRP
9510001325 | ACTIVE | 10010504 | 10010504 | 16 | FT | STRUC | STOCK, BAR, RND/HOT ROLLED, 20'L, 5/8"DIA, 1042/1044 OR 1045 CS, 1.04 LB/FT, ANY MFG, BY DESCRP
9510001507 | ACTIVE | 10010506 | 10010506 | 40 | FT | STRUC | STOCK, BAR, RND/HOT ROLLED, 20'L, 5/16"DIA, STL, 0.261 LB/FT, ANY MFG, BY DESCRP
4710101926 | ACTIVE | 33333333 | 10020100 | 19 | FT | MECH | PIPE, SEAMLESS, FS, 5" X 20' NPS, RANDOM LENGTH, SA106B, SCH 40, MTR'S REQ'D, ANY MFG, BY DESCRP
0100001833 | ACTIVE | 10020100 | 10020100 | 38 | FT | MECH | PIPE, SEAMLESS, STAINLESS, 1" X 20' NPS, RANDOM LENGTH, SA312TP316L, SCH 80, ANY MFG, BY DESCRP, MTR'S REQ'D
4710101173 | ACTIVE | 10020101 | 10020101 | 131 | FT | MECH | PIPE, SEAMLESS, FS, 3" X 20' NPS, RANDOM LENGTH, SA106B, SCH 40, ANY MFG, BY DESCRP, MTR'S REQ'D
4730134303 | ACTIVE | 10020101 | 10020101 | 100 | FT | MECH | PIPE, SEAMLESS, CS, 2" X 20' NPS, SINGLE RANDOM LENGTH, SA106B, SCH 40, MTR'S REQ'D, ANY MFG, BY DESCRP
4730134188 | ACTIVE | 10020101 | 10020101 | 59 | FT | MECH | PIPE, SEAMLESS, CS, 1/2" X 20' NPS, RANDOM LENGTHS, SA106B, SCH 40, MTR'S REQ'D, ANY MFG ,BY DESCRP
4710101165 | ACTIVE | 10020102 | 10020102 | 45 | FT | MECH | PIPE, SEAMLESS, FS, 2-1/2" X 20' NPS, RANDOM LENGTHS, SA106B, SCH 40, MTR'S REQ'D, ANY MFG, BY DESCRP
4710101116 | ACTIVE | 10020102 | 10020102 | 21 | FT | MECH | PIPE, SEAMLESS, FS, 3/4" X 20' NPS, RANDOM LENGTH, SA106B, SCH 40, MTR'S REQ'D, ANY MFG, BY DESCRP
4710101140 | ACTIVE | 10020103 | 10020103 | 102 | FT | MECH | PIPE, SEAMLESS, FS, 1-1/2" X 20' NPS, RANDOM LENGTH, SA106B, SCH 40, ANY MFG, BY DESCRP, MTR'S REQ'D
4710101124 | ACTIVE | 10020103 | 10020103 | 44 | FT | MECH | PIPE, SEAMLESS, FS, 1" X 20' NPS, RANDOM LENGTH, SA106B, SCH 40, ANY MFG, BY DESCRP, MTR'S REQ'D
0100001813 | ACTIVE | 10020104 | 10020104 | 76 | FT | MECH | PIPE, SEAMLESS, CS, 3/4" X 20' NPS, RANDOM LENGTH, SA106C, SCH XXH, MTR'S REQ'D, ANY MFG, BY DESCRP,
4710101132 | ACTIVE | 10020104 | 10020104 | 76 | FT | MECH | PIPE, (NOT HANDRAIL), SMLS, FS, 1-1/4" X 20' NPS, RANDOM LENGTH, SA106B, SCH 40, MTR'S REQ'D, ANY MFG, BY DESCRP, (USE # 0100001062 F/HANDRAIL)
4710098270 | ACTIVE | 10020200 | 10020200 | 45 | FT | MECH | PIPE, SEAMLESS, FS, 3" X 20' NPS, RANDOM LENGTH, SA106B, SCH 80, ANY MFG, BY DESCRIP, MTR'S REQ'D
4710097744 | ACTIVE | 10020201 | 10020201 | 22 | FT | MECH | PIPE, SEAMLESS, CS, 2-1/2" X 20' NPS, RANDOM LENGTH, SA106B, SCH 80, MTR'S REQ'D, ANY MFG, BY DESCRP
4710097983 | ACTIVE | 10020201 | 10020201 | 109 | FT | MECH | PIPE, SEAMLESS, CS, 2" X 20' NPS, RANDOM LENGTH, SA106B, SCH 80, ANY MFG, BY DESCRP, MTR'S REQ'D
4710100738 | ACTIVE | 10020202 | 10020202 | 207 | FT | MECH | PIPE, SEAMLESS, FS, 1-1/2" X 20' NPS, RANDOM LENGTH,S A106B, SCH 80, ANY MFG, BY DESCRP, MTR'S REQ'D
4710098395 | ACTIVE | 10020202 | 10020202 | 21 | FT | MECH | PIPE, SEAMLESS, FS, 1-1/4" X 20' NPS, RANDOM LENGTH, SA106B, SCH 80, MTR'S REQ'D, ANY MFG, BY DESCRP
4710099385 | ACTIVE | 10020203 | 10020203 | 20 | FT | MECH | PIPE, SEAMLESS, FS,1" X 20' NPS, RANDOM LENGTH, SA106B, SCH 80, MTR'S REQ'D, ANY MFG, BY DESCRP
4710098148 | ACTIVE | 10020203 | 10020203 | 40 | FT | MECH | PIPE, SEAMLESS, CS, 3/4" X 20' NPS, RANDOM LENGTH, SA106B, SCH 80, ANY MFG, BY DESCRP, MTR'S REQ'D
4710098833 | ACTIVE | 10020204 | 10020204 | 63 | FT | MECH | PIPE, SEAMLESS, FS, 1/2" X 20' NPS, RANDOM LENGTH, SA106B, SCH 80, ANY MFG, BY DESCRP, MTR'S REQ'D
4710098478 | ACTIVE | 10020204 | 10020204 | 54 | FT | MECH | PIPE, SEAMLESS, FS, 3/8" X 20' NPS, RANDOM LENGTH, SA106B, SCH 80, MTR'S REQ'D, ANY MFG, BY DESCRP
4710098577 | ACTIVE | 10020206 | 10020206 | 33 | FT | MECH | PIPE, SEAMLESS, FS, 1/8" NPS, SINGLE RANDOM LENGTHS, SA106B, SCH 80, ANY MFG, BY DESCRP, MTR'S REQ'D
4710098262 | ACTIVE | 10020301 | 10020301 | 20 | FT | MECH | PIPE, SEAMLESS, STAINLESS, 4" X 20' NPS, RANDOM LENGTH, SA312TP316L, SCH 40, MTR'S REQ'D, ANY MFG, BY DESCRP
4710098890 | ACTIVE | 10020301 | 10020301 | 33 | FT | MECH | PIPE, SEAMLESS, STAINLESS, 3" X 20' NPS, RANDOM LENGTH, SA312TP316L, SCH 40, MTR'S REQ'D, ANY MFG, BY DESCRP
4710098619 | ACTIVE | 10020302 | 10020302 | 85 | FT | MECH | PIPE, SEAMLESS, STAINLESS, 2" X 20' NPS, RANDOM LENGTH, SA312TP316L, SCH 40, ANY MFG, BY DESCRP, MTR'S REQ'D
4710098684 | ACTIVE | 10020302 | 10020302 | 44 | FT | MECH | PIPE, SEAMLESS, STAINLESS, 1-1/4" X 20' NPS, RANDOM LENGTH, SA312TP316L, SCH 40, ANY MFG, BY DESCRP, MTR'S REQ'D
4710098056 | ACTIVE | 10020303 | 10020303 | 24 | FT | MECH | PIPE, SEAMLESS, STAINLESS, 1-1/2" X 20' NPS, RANDOM LENGTH, SA312TP316L, SCH 40, ANY MFG, BY DESCRP, MTR'S REQ'D
0100001832 | ACTIVE | 10020303 | 10020303 | 44 | FT | MECH | PIPE, SEAMLESS, STAINLESS, 1" X 20' NPS, RANDOM LENGTH, SA312TP316L, SCH 40, MTR'S REQ'D, ANY MFG, BY DESCRP
4710098189 | ACTIVE | 10020304 | 10020304 | 43 | FT | MECH | PIPE, SEAMLESS, STAINLESS, 3/4" X 20' NPS, RANDOM LENGTH, SA312TP316L, SCH 40, ANY MFG, BY DESCRP, MTR'S REQ'D
4710099013 | ACTIVE | 33333333 | 10020304 | 200 | FT | MECH | PIPE, SEAMLESS, STAINLESS, 3/8" X 20' NPS, RANDOM LENGTH, SA312TP316L, SCH 40,ANY MFG, BY DESCRP, MTR'S REQ'D
4710100696 | ACTIVE | 10020305 | 10020305 | 41 | FT | MECH | PIPE, SEAMLESS, HASTALLOY, 3/4" X 20' NPS, RANDOM LENGTH, C276, SCH 40, ANY MFG, BY DESCRP, MTR'S REQ'D
4710099096 | ACTIVE | 10020305 | 10020305 | 40 | FT | MECH | PIPE, SEAMLESS, STAINLESS, 1/4" X 20' NPS, RANDOM LENGTH, SA312TP316L, SCH 40, MTR'S REQ'D, ANY MFG, BY DESCRP
4710098973 | ACTIVE | 10020305 | 10020305 | 44 | FT | MECH | PIPE, SEAMLESS, STAINLESS, 1/2" X 20' NPS, RANDOM LENGTH, SA312TP316L, SCH 40, MTR'S REQ'D, ANY MFG, BY DESCRP
4710099039 | ACTIVE | 10020400 | 10020400 | 18 | FT | MECH | PIPE, SEAMLESS, ALLOY 20, 2" X 20' NPS, RANDOM LENGTH, ASME SB464 UNS8020, SCH 40, MTR'S REQ'D, ANY MFG, BY DESCRP
4730134311 | ACTIVE | 10020401 | 10020401 | 44 | FT | MECH | PIPE, SEAMLESS, CS, 2" X 20' NPS, RANDOM LENGTH, SA106B, SCH XXH, ANY MFG, BY DESCRP, MTR'S REQ'D
4710097793 | ACTIVE | 10020402 | 10020402 | 42 | FT | MECH | PIPE, 1-1/2", GALV, SCH 40, THRD, ANY MFG, BY DESCRP
4710099112 | ACTIVE | 10020403 | 10020403 | 21 | FT | MECH | PIPE, GALV, STEEL, 2", SCH 40,THRD, ANY MFG, BY DESCRP
4710098064 | ACTIVE | 10020403 | 10020403 | 63 | FT | MECH | PIPE, GALV, 1",SCH 40,THRD,ANY MFG, BY DESCRP
0100001884 | ACTIVE | 10020404 | 10020404 | 60 | FT | MECH | PIPE, SEAMLESS, ALLOY 20, 1/2" X 20' NPS, RANDOM LENGTH, ASME SB464 UNS8020, SCH 40, ANY MFG, BY DESCRP, MTR'S REQ'D
4710099153 | ACTIVE | 10020404 | 10020404 | 63 | FT | MECH | PIPE, GALV, STEEL, 3/4", SCH 40, THRD, ANY MFG, BY DESCRP
4710098312 | ACTIVE | 10020405 | 10020405 | 54 | FT | MECH | PIPE, SEAMLESS, ALLOY 20, 1" X 20' NPS, RANDOM LENGTH, ASME SB729 UNS8020, SCH 40, ANY MFG, BY DESCRP, MTR'S REQ'D
4710098551 | ACTIVE | 10020405 | 10020405 | 113 | FT | MECH | PIPE, SEAMLESS, ALLOY 20, 3/4" X 20' NPS, RANDOM LENGTH, ASME SB464 UNS8020, SCH 40, MTR'S REQ'D, ANY MFG, BY DESCRP
4710101330 | ACTIVE | 10020406 | 10020406 | 42 | FT | MECH | PIPE, SEAMLESS, ALLOY 20, 1/4" NPS,10'L, ASME SB464 UNS80202, SCH 40, MTR'S REQ'D, ANY MFG, BY DESCRP
4710099088 | ACTIVE | 10020406 | 10020406 | 42 | FT | MECH | PIPE, GALV, STEEL, 1/4", SCH 40, THREADED, ANY MFG, BY DESCRP
9510001408 | ACTIVE | 10020501 | 10020501 | 12 | FT | STRUC | STOCK, BAR, RND, 12'L, 2-1/2"DIA, BRS, 18.1 LB/FT, ANY MFG, BY DESCRP
9510001390 | ACTIVE | 10020501 | 10020501 | 24 | FT | STRUC | STOCK, BAR, RND, 12'L, 2"DIA, 360 BRS ALLOY, 11.60 LB/FT, ANY MFG, BY DESCRP
9510002166 | ACTIVE | 10020502 | 10020502 | 48 | FT | STRUC | STOCK, BAR, RND, 12'L, 5/8"DIA, BRS, 1.13 LB/FT, ANY MFG, BY DESCRP
9510001127 | ACTIVE | 10020503 | 10020503 | 12 | FT | STRUC | STOCK, BAR, RND, 12'L, 3/4"DIA, BRS, 1.63 LB/FT, ANY MFG, BY DESCRP
9510001143 | ACTIVE | 10020503 | 10020503 | 12 | FT | STRUC | STOCK, BAR, RND, 12'L, 1/2"DIA, BRS, 0.723 LB/FT, ANY MFG, BY DESCRP
0100005557 | ACTIVE | 33333333 | 10020600 | 2 | EA | STRUC | STOCK, BAR, RND, 4' L, 7"OD, 3"ID, ALUM BRONZE, C954, ANY MFG, BY DESCRP, WU:FOR STORES# 0100004856
0100005558 | ACTIVE | 10020600 | 10020600 | 2 | EA | STRUC | STOCK, BAR, RND, 5' L, 8"ID, 11"OD, A36 CS, ANY MFG, BY DESCRP, WU:FOR STORES# 0100004857
9510000210 | ACTIVE | 33333333 | 10020600 | 4 | FT | STRUC | STOCK, BAR, RND, 4-6'L, 8"DIA, 360 BRS ALLOY, 184 LB/FT, ANY MFG, BY DESCRP
9510001754 | ACTIVE | 33333333 | 10020600 | 2 | FT | STRUC | STOCK, BAR, RND, 12'L, 5-1/2"DIA, BRS, 87.50 LB/FT, ANY MFG, BY DESCRP
9510000426 | ACTIVE | 33333333 | 10020600 | 12 | FT | STRUC | STOCK, BAR, RND, 12'L, 2-1/2"DIA, ALLOY STL, 16.75 LB/FT, ANY MFG, BY DESCRP
9510000780 | ACTIVE | 33333333 | 10020600 | 36 | FT | STRUC | STOCK, BAR, RND, 12'L, 1-1/2"DIA, ALLOY STL, 6.01 LB/FT, ANY MFG, BY DESCRP
9520000044 | ACTIVE | 10030100 | 10030100 | 95 | FT | STRUC | STOCK, ANGLE, 4"X 4", 20'L, 1/4"THK, CS, 6.6 LB/FT, ANY MFG, BY DESCRP
9520000010 | ACTIVE | 10030100 | 10030100 | 300 | FT | STRUC | STOCK, ANGLE, 3"X 3", 20'L, 1/4"THK, CS, 4.9 LB/FT, ANY MFG, BY DESCRP
9520000093 | ACTIVE | 10030101 | 10030101 | 40 | FT | STRUC | STOCK, ANGLE, 2-1/2"X 2-1/2", 20'L, 1/4"THK, CS, 4.1 LB/FT, ANY MFG, BY DESCRP
9520000036 | ACTIVE | 10030102 | 10030102 | 80 | FT | STRUC | STOCK, ANGLE, 1-1/2" X 1-1/2", 20'L, 1/4"THK, CS, 2.34 LB/FT, ANY MFG, BY DESCRP
9520000119 | ACTIVE | 10030102 | 10030102 | 60 | FT | STRUC | STOCK, ANGLE, 1-1/4"X 1-1/4", 20'L, 1/4"THK, CS, 2.34 LB/FT, ANY MFG, BY DESCRP
9520000218 | ACTIVE | 10030103 | 10030103 | 40 | FT | STRUC | STOCK, ANGLE, 2-1/2"X 2-1/2", 20'L, 3/16"THK, HOT ROLLED CS, 3.07 LB/FT, ANY MFG, BY DESCRP
9520000200 | ACTIVE | 10030103 | 10030103 | 120 | FT | STRUC | STOCK, ANGLE, 3"X 3", 20'L, 3/16"THK, CS, 3.7 LB/FT, ANY MFG, BY DESCRP
9520000226 | ACTIVE | 10030104 | 10030104 | 100 | FT | STRUC | STOCK, ANGLE, 2"X 2", 20'L, 3/16"THK, CS, 2.44 LB/FT, ANY MFG, BY DESCRP
9520000150 | ACTIVE | 10030200 | 10030200 | 95 | FT | STRUC | STOCK, ANGLE, 4"X 4", 20'L, 3/8"THK, MILD STL, 9.8 LB/FT, ANY MFG, BY DESCRP
9540000081 | ACTIVE | 10030201 | 10030201 | 100 | FT | STRUC | STOCK, ANGLE, 2"X 2", 20'L, 1/4"THK, 316 SS, 3.19 LB/FT, ANY MFG, BY DESCRP
9520000077 | ACTIVE | 10030201 | 10030201 | 40 | FT | STRUC | STOCK, ANGLE, 3/4"X 3/4", 20'L, 1/8"THK, CS, 0.59 LB/FT, ANY MFG, BY DESCRP
9540000099 | ACTIVE | 10030202 | 10030202 | 300 | FT | STRUC | STOCK, ANGLE, 1"X 1", 20'L, 1/4"THK, 316 SS, 1.49 LB/FT, ANY MFG, BY DESCRP
9520000085 | ACTIVE | 10030202 | 10030202 | 40 | FT | STRUC | STOCK, ANGLE, 3"X 4", 20'L, 3/8"THK, CS, 8.5 LB/FT, ANY MFG, BY DESCRP
9520000176 | ACTIVE | 10030203 | 10030203 | 140 | FT | STRUC | STOCK, ANGLE, 3"X 3", 20'L, 3/8"THK, CS, 7.2 LB/FT, ANY MFG, BY DESCRP
9520000028 | ACTIVE | 10030203 | 10030203 | 60 | FT | STRUC | STOCK, ANGLE, 1-1/2"X 1-1/2", 20'L, 1/8"THK, CS, 1.23 LB/FT, ANY MFG, BY DESCRP
9520000184 | ACTIVE | 10030204 | 10030204 | 60 | FT | STRUC | STOCK, ANGLE, 2-1/2"X 2-1/2", 20'L, 3/8"THK, 5.9 LB/FT, ANY MFG, BY DESCRP
9540000073 | ACTIVE | 10030205 | 10030205 | 42 | FT | STRUC | STOCK, ANGLE, 3"X 3", 20'L, 1/4"THK, 316 SS, 4.9 LB/FT, ANY MFG, BY DESCRP
9520000069 | ACTIVE | 33333333 | 10030205 | 80 | FT | STRUC | STOCK, ANGLE, 2"X 2", 20'L, 3/8"THK, CS, 4.7 LB/FT, ANY MFG, BY DESCRP
9520000168 | ACTIVE | 10030207 | 10030207 | 40 | FT | STRUC | STOCK, ANGLE, 3"X 3", 20'L, 1/2"THK, CS, 9.4 LB/FT, ANY MFG, BY DESCRP
9520000192 | ACTIVE | 10030207 | 10030207 | 160 | FT | STRUC | STOCK, ANGLE, 1"X 1", 20'L, 1/4"THK, HOT ROLLED STEEL, 1.49 LB/FT, ANY MFG, BY DESCRP
0100000363 | ACTIVE | 10030300 | 10030300 | 21 | FT | MECH | PIPE, SEAMLESS, FS, 8" X 20' NPS, RANDOM LENGTH, SA106B, SCH 40, ANY MFG, BY DESCRP, MTR'S REQ'D
9510001218 | ACTIVE | 10040100 | 10040100 | 40 | FT | STRUC | STOCK, BAR, FLAT/HOT ROLLED CS, 4"W, 20'L, 1/8"THK, 1.70 LB/FT, ANY MFG, BY DESCRP
9510001432 | ACTIVE | 10040100 | 10040100 | 140 | FT | STRUC | STOCK, BAR, FLAT, HOT ROLLED CS, 2"W, 20'L, 1/8"THK, 0.850 LB/FT, ANY MFG, BY DESCRP
9510001465 | ACTIVE | 10040100 | 10040100 | 200 | FT | STRUC | STOCK, BAR, FLAT, HOT ROLLED CS, 1-1/2"W, 20'L, 1/8"THK, 0.638 LB/FT, ANY MFG, BY DESCRP
0100002540 | ACTIVE | 33333333 | 10040102 | 60 | FT | STRUC | STOCK, BAR, FLAT, 5/8" W, 12' L, 1/4" THK, LOW CARBON STEEL, CF1018, ANY MFG, BY DESCRP
9510000632 | ACTIVE | 10040102 | 10040102 | 60 | FT | STRUC | STOCK, BAR, FLAT/HOT ROLLED CS A36, 3"W, 20'L, 1/4"THK, 2.55 LB/FT, ANY MFG, BY DESCRP
9510000772 | ACTIVE | 33333333 | 10040102 | 160 | FT | STRUC | STOCK, BAR, FLAT, HOT ROLLED CS, 2"W, 20'L, 1/4"THK, 1.70 LB/FT, AMERICAN METAL PRODUCTS, BY DESCRP
9510001440 | ACTIVE | 10040103 | 10040103 | 140 | FT | STRUC | STOCK, BAR, FLAT, HOT ROLLED CS, 1-1/2"W, 20'L, 1/4"THK, 1.28 LB/FT, ANY MFG, BY DESCRP
9510001614 | ACTIVE | 10040103 | 10040103 | 100 | FT | STRUC | STOCK, BAR, FLAT, 3/4"W, 20'L, 3/16"THK, MILD STL, 0.478 LB/FT, ANY MFG, BY DESCRP
9510000533 | ACTIVE | 10040103 | 10040103 | 80 | FT | STRUC | STOCK, BAR, FLAT/HOT ROLLED CS, 1"W, 20'L, 1/4"THK, 0.850 LB/FT, ANY MFG, BY DESCRP
9510000079 | ACTIVE | 33333333 | 10040104 | 40 | FT | STRUC | STOCK, BAR, FLAT/HOT ROLLED CS, 3/4"W, 20'L, 1/4"THK, 0.638 LB/FT, ANY MFG, BY DESCRP
9510001101 | ACTIVE | 10040104 | 10040104 | 60 | FT | STRUC | STOCK, BAR, FLAT, HOT ROLLED CS, 1/2"W, 20'L, 1/4"THK, 0.425 LB/FT, ANY MFG, BY DESCRP
9510000244 | ACTIVE | 10040200 | 10040200 | 80 | FT | STRUC | STOCK, BAR, FLAT/HOT ROLLED CS A36, 6"W, 20'L, 1/4"THK, 5.10 LB/FT, ANY MFG, BY DESCRP
9510001036 | ACTIVE | 10040200 | 10040200 | 220 | FT | STRUC | STOCK, BAR, FLAT/HOT ROLLED CS A36, 4"W, 20'L, 1/4"THK, 3.40 LB/FT, ANY MFG, BY DESCRP
9510000517 | ACTIVE | 10040300 | 10040300 | 80 | FT | STRUC | STOCK, BAR, FLAT/HOT ROLLED CS A36, 3"W, 20'L, 3/8"THK, 3.83 LB/FT, ANY MFG, BY DESCRP
9510000483 | ACTIVE | 10040300 | 10040300 | 40 | FT | STRUC | STOCK, BAR, FLAT/HOT ROLLED CS A36, 6"W, 20'L, 3/8"THK, 7.65 LB/FT, ANY MFG, BY DESCRP
9510001051 | ACTIVE | 10040300 | 10040300 | 80 | FT | STRUC | STOCK, BAR, FLAT/HOT ROLLED CS A36, 4"W, 20'L, 3/8"THK, 5.10 LB/FT, ANY MFG, BY DESCRP
9510000954 | ACTIVE | 10040300 | 10040300 | 40 | FT | STRUC | STOCK, BAR, FLAT/HOT ROLLED CS A36, 2"W, 20'L, 3/8"THK, 2.55 LB/FT, ANY MFG, BY DESCRP
9510001457 | ACTIVE | 10040300 | 10040300 | 120 | FT | STRUC | STOCK, BAR, FLAT, HOT ROLLED CS, 1"W, 20'L, 3/8"THK, 1.28 LB/FT, ANY MFG, BY DESCRP
9510001275 | ACTIVE | 10040400 | 10040400 | 40 | FT | STRUC | STOCK, BAR, FLAT/HOT ROLLED CS,, 6"W, 20'L, 1/2"THK, 10.20 LB/FT, ANY MFG, BY DESCRP
9510001242 | ACTIVE | 10040400 | 10040400 | 40 | FT | STRUC | STOCK, BAR, FLAT/HOT ROLLED CS, 3"W, 20'L, 1/2"THK, 5.10 LB/FT, ANY MFG, BY DESCRP
9510001259 | ACTIVE | 10040400 | 10040400 | 40 | FT | STRUC | STOCK, BAR, FLAT/HOT ROLLED CS, 4"W, 20'L, 1/2"THK, CS, 6.80 LB/FT, ANY MFG, BY DESCRP
9510001226 | ACTIVE | 10040400 | 10040400 | 60 | FT | STRUC | STOCK, BAR, FLAT, HOT ROLLED CS, 2"W, 20'L, 1/2"THK, 3.40 LB/FT, ANY MFG, BY DESCRP
9510000053 | ACTIVE | 10040400 | 10040400 | 40 | FT | STRUC | STOCK, BAR, FLAT, HOT ROLLED CS , 1-1/2"W, 20'L, 1/2"THK, 2.55 LB/FT, ANY MFG, BY DESCRP
9510001473 | ACTIVE | 10040400 | 10040400 | 40 | FT | STRUC | STOCK, BAR, FLAT, HOT ROLLED CS, 1"W, 20'L, 1/2"THK, 1.70 LB/FT, ANY MFG, BY DESCRP
5975272757 | ACTIVE | 10040500 | 10040500 | 100 | FT | STRUC | STOCK, CHANNEL, 8"W, 20'L, IRON, 13.75#, ANY MFG, BY DESCRP, (20FT=275 LBS)
5670000024 | ACTIVE | 33333333 | 10040600 | 30 | EA | MECH | GRATING, 19-W-4, 3'W, 24'L, 3/16"THK/ 1" DEPTH, GALV STL, ANY MFG, BY DESCRP, BEARING BARS C TO C 19/16", CROSS BARS 4"
4140000425 | ACTIVE | 33333333 | 10050100 | 2 | ST | TOOL | LANCE, ASSY/TUBE, 32'7-3/8"L, CROMOLY, 1-1/4% CHROME, 1/2% MOLY, T-11, 30'6"TRAVEL, DIAMOND POWER, B50730-C391, (SOLE SOURCE DI
0100001842 | ACTIVE | 10050200 | 10050200 | 2 | EA | MECH | GRATING, 19-W-4, 3' W, 24'L, 3/16" THK, 1-1/4" DEPTH, GALV STEEL, ANY MFG, BY DESCRP, BEARING BARS C TO C 19/16", CROSS BARS 4"
0100003866 | ACTIVE | 33333333 | 10050300 | 8 | SH | MECH | GRATING, BAR, 3/16" X 1", 3' W, 24' L, MILL FINISH, SMOOTH, ANY MFG, BY DESCRP, WU:FLUE GAS DUCT BRACING
0100001062 | ACTIVE | 10050300 | 10050300 | 6 | EA | MECH | PIPE, HANDRAIL USE ONLY, 1-1/4" X 20' NPS, RANDOM LENGTH, SA53A TYPE F, SCH 40, ANY MFG, BY DESCRP,(1EA=21'L)
9520000135 | ACTIVE | 10050300 | 10050300 | 40 | FT | STRUC | STOCK, CHANNEL, 6"W, 20'L, 5/16", C STRUCTURAL, CS A36, 10.50 LB/FT, ANY MFG, BY DESCRP
9520000127 | ACTIVE | 10050300 | 10050300 | 400 | FT | STRUC | STOCK, CHANNEL, IRON, 4"W, 20'L, 0.180", 1-37/64", 5.4 LB/FT, ANY MFG, BY DESCRP
4730123389 | ACTIVE | 10060100 | 10060100 | 1 | EA | MECH | ELBOW, PIPE, 90 DEG, 9", UCC,17998, WU: UCC ASH HANDLING SYSTEM PIPE
4730123371 | ACTIVE | 10060100 | 10060100 | 1 | EA | MECH | ELBOW, PIPE, 45 DEG, 9", UCC,17997, WU: UCC ASH HANDLING SYSTEM PIPE
0100004645 | ACTIVE | 10060100 | 10060100 | 1 | EA | MECH | TEE, PIPE, DURITE, DC, 10", UNITED CONVEYOR, 10U1-1, WU: U-3&4 FLYASH
4730123413 | ACTIVE | 10060100 | 10060100 | 2 | EA | MECH | TEE, PIPE, 9", UCC,171200, WU: UCC ASH HANDLING SYSTEM PIPE
4730131226 | ACTIVE | 10060100 | 10060100 | 3 | EA | MECH | TEE, OUTLET, 9", UCC,170079, WU:UCC FLYASH & BOTTOM ASH SYS, U-3
4710101991 | ACTIVE | 10060100 | 10060100 | 1 | EA | MECH | PIPE, 8" X 2'11-3/4"L, DURITE, UCC, 174108-360, WU:BOTTOM ASH CONVEYING, U-3&4
4710101181 | ACTIVE | 10060100 | 10060100 | 38 | FT | MECH | PIPE, SEAMLESS, FS, 4" X 20' NPS, RANDOM LENGTH, SA106B, SCH 40, MTR'S REQ'D, ANY MFG, BY DESCRP
0100004458 | ACTIVE | 10060200 | 10060200 | 1 | EA | MECH | ELBOW, PIPE, CAST, ASHCOLITE, 90 DEG, 8", IWB FTG, DIAMOND POWER, F8B, WU: UNIT 4, BAGHOUSE TO FLY ASH BINS CONVEYING LINES
0100005146 | ACTIVE | 33333333 | 10060200 | 3 | EA | MECH | PIPE, 10", 4'-0" NOM LG, DURITE, UCC, 170285-480, WU:U3&4 FLY ASH SYSTEM
0100005651 | ACTIVE | 10060200 | 10060200 | 1 | EA | MECH | PIPE, 9", 3' L NOM LG, DURITE, UCC, 174109-360, WU:U3&4 FLYASH SYSTEMS
4730112580 | ACTIVE | 10060200 | 10060200 | 5 | EA | MECH | ELBOW, PIPE, 45 DEG,10", 300 LB, UCC,17928
4730106749 | ACTIVE | 10060200 | 10060200 | 2 | EA | MECH | ELBOW, PIPE, CAST IRON, 90 DEG,10", UCC,17929
0100005145 | ACTIVE | 10060200 | 10060200 | 3 | EA | MECH | PIPE, 10" X 3'-0" NOM LG, DURITE, UCC, 170285-360, WU:U3&4 FLYASH SYS
4730135144 | ACTIVE | 10060200 | 10060200 | 2 | EA | MECH | REDUCER, 12" X 8" X 18", UCC, 17692, WU:BTM ASH CONVEYOR LINES, U-1,2,3,4, PYRITE LINES U-3&4,
0100005246 | ACTIVE | 10060200 | 10060200 | 1 | EA | MECH | PIPE, 9", 1'6" L, DURITE, UCC,174109-180, WU:3&4 FLY ASH SYS
0100005652 | ACTIVE | 10060200 | 10060200 | 2 | EA | MECH | PIPE, 9", 4" L NOM LG, DURITE, UCC, 174109-40, WU:U3&4 FLYASH SYS
4140001373 | ACTIVE | 10060300 | 10060300 | 6 | AS | MECH | BODY, ASSY, 12" INLET, 6" OUTLET, FLY ASH DIFFUSERS, UCC, 15568-2, WU:NUVA FEEDERS, U-1,2,3,4
4730131150 | ACTIVE | 10060300 | 10060300 | 2 | EA | MECH | TUBE, COMBINING, 8" X 4-1/2", THROAT, UCC, 16072-45
3990000287 | ACTIVE | 33333333 | 10060300 | 1 | EA | MECH | LINER, BOTTOM, UCC, 20260, WU:UCC FLYASH & BOTTOM ASH SYST, U-3
4730109024 | ACTIVE | 10060300 | 10060300 | 5 | EA | MECH | ELBOW, PIPE, SK-1710-120, DURITE "C", 90 DEG, 4", UCC, 170266
4720000233 | ACTIVE | 10060300 | 10060300 | 1 | EA | MECH | TUBE, COMBINING, 4", UCC, 1602-163., WU:PYRITES JET PMP, ASH HANDLING, 4" JETPULSION PMP
3660000567 | ACTIVE | 33333333 | 10070100 | 4 | EA | MECH | BLADE & PLOW, ASSY, PYRITE, UPPER, OEM, NON-ASB, B&W, 8000113, (W/BLADE STORES #3660000971) SYMBOLS A-H
3660000872 | ACTIVE | 33333333 | 10070100 | 2 | AS | MECH | BLADE & PLOW, ASSY, PYRITE, LOWER, OEM, NON-ASB, B&W, 8000117,(COMPLETE W/BLADE STORES #3660000138) DRAWING #152321D
0100000113 | ACTIVE | 10070100 | 10070100 | 3 | EA | MECH | PLATE, WEAR, LOWER LEFT HAND, RW, LOW PROFILE, CERAMIC, B&W, 4646652
0100000121 | ACTIVE | 10070100 | 10070100 | 16 | EA | MECH | SCREEN, WIRE, BTM ASH PNLS, 60" W X 32" O A HNG DIST, FLAT BAR MATL TYPE T316L SS, 12 GA MESH - 10 GA SUPPORTING SPIRAL, IPIE MIDWEST, SS-60
0100000122 | ACTIVE | 10070100 | 10070100 | 3 | EA | MECH | SCREEN, WIRE, BTM ASH PNLS, 66.12"W X 32" OA HNG DIST, FLATBAR MATL TYPE T316 SS, 12 GA MESH - 1- GA SPECIAL SUPPORTING SPIRAL, IPIE MIDWEST
0100002603 | ACTIVE | 10070100 | 10070100 | 28 | EA | MECH | SCREEN, WIRE, BTM ASH PNLS, 66"W X 24" O.A. HANGING DISTANCE, FLATBAR MTL TYPE 316L SS- SINGLE PLY, AMERICAN ENERGY PRODUCTS, 316SS-66/24S
3660000211 | ACTIVE | 10070100 | 10070100 | 6 | EA | MECH | PLATE, WEAR, UPPER, ROLL BRACKET, B&W, 8000223, WU:ROLL WHEEL, B&W RADIANT BOILER, MARK 1, DRAW 145357C, U-3
6145000516 | ACTIVE | 10070100 | 10070100 | 50 | FT | MECH | SCREEN, WIRE, METAL WOVEN, 32"W, 50'L, 0.105" WIRE SIZE, 316 SS, CAMBRIDGE WIRE CLOTH, BY DESCRP
0100004869 | ACTIVE | 10070200 | 10070200 | 6 | EA | MECH | PLATE, DECK, WELDMENT, WITHOUT RUNNERS, 1-1/8 DIAMOND POWER 15652-2, WU: BAGHOUSE AIRLOCKS ALL UNITS
8110000042 | ACTIVE | 10070200 | 10070200 | 5 | EA | MECH | DRUM, STORAGE, STL, 55 GAL, 16GA TOP, 18GA BODY W/ REMOVABLE HEAD, UN-1A2/Y1.8/200, BLTED RNG, BASCO, 8M-0H55-3R, WU:STORAGE/DISPOSAL OF ASKARIL
3660001052 | ACTIVE | 10070300 | 10070300 | 10 | BG | MECH | BALL, GRINDING, 3", NORTH STAR STEEL CO, BY DESCRP, WU: LIMESTONE 2500#/BAG
9510000855 | ACTIVE | 33333333 | 10080100 | 26 | FT | STRUC | STOCK, BAR, RND, 12'L, 4"DIA, 316 SS, 42.73 LB/FT, ANY MFG, BY DESCRP
9510002141 | ACTIVE | 10080100 | 10080100 | 26 | FT | STRUC | STOCK, BAR, RND/COLD ROLLED/ANNEAL, 10'L, 2"DIA, 416 SS, 10.68 LB/FT, ANY MFG, BY DESCRP
9510000509 | ACTIVE | 10080200 | 10080200 | 26 | FT | STRUC | STOCK, BAR, RND, 12'L, 3"DIA, 416 SS, 24.03 LB/FT, ANY MFG, BY DESCRP
9510000947 | ACTIVE | 10080200 | 10080200 | 24 | FT | STRUC | STOCK, BAR, RND, 20'L, 4"DIA, ALLOY 12-L-14 STL, 42.73 LB/FT, ANY MFG, BY DESCRP
4710099310 | ACTIVE | 33333333 | 10080300 | 5 | EA | MECH | COLUMN, PIPE, TOP, NO THRDS, 14"DIA, 59-7/8"L, STL, JOHNSTON PMP, 43110-A, WU:JOHNSTON VERT PMP TYPE B, 36"X14", S/N TH1423, CNDNSATE, PLANT WIDE
9510000996 | ACTIVE | 10080300 | 10080300 | 23 | FT | STRUC | STOCK, BAR, RND, 20'L, 3"DIA, ALLOY STL, 12-L-14, 24.03 LB/FT, ANY MFG, BY DESCRP
9510001846 | ACTIVE | 10080400 | 10080400 | 10 | FT | STRUC | STOCK, BAR, RND, 10'L, 4"DIA, 4140 ALLOY STL, 43.16 LB/FT, TRICON METALS & SRV, BY DESCRP
9510001820 | ACTIVE | 10080500 | 10080500 | 23 | FT | STRUC | STOCK, BAR, RND, 10'L, 2-1/2"DIA, 4140 ALLOY STL, 16.69 LB/FT, TRICON METALS & SRV, BY DESCRP
0100003287 | ACTIVE | 10080500 | 10080500 | 20 | FT | STRUC | STOCK, BAR, RND/HOT ROLLED, 20'L, 2" DIA, 1045, ANY MFG, BY DESCRP
9510000178 | ACTIVE | 10080600 | 10080600 | 11 | FT | STRUC | STOCK, BAR, RND, 12'L, 5"DIA, 12-L-14 ALLOY STL, 66.76 LB/FT, ANY MFG, BY DESCRP
9510001861 | ACTIVE | 10080600 | 10080600 | 6 | FT | STRUC | STOCK, BAR, RND, 10'L, 5"DIA, 4140 ALLOY STL, 66.76 LB/FT, TRICON METALS & SRV, BY DESCRP
9510001838 | ACTIVE | 10080700 | 10080700 | 20 | FT | STRUC | STOCK, BAR, RND, 10'L, 3"DIA, 4140 ALLOY STL, 24.03 LB/FT, TRICON METALS & SRV, BY DESCRP
9510002083 | ACTIVE | 10081000 | 10081000 | 13 | FT | STRUC | STOCK, BAR, RND, 6'L, 2-1/2"DIA, 316 SS, 16.69 LB/FT, ANY MFG, BY DESCRP
4710098866 | ACTIVE | 10090100 | 10090100 | 8 | EA | MECH | PIPE, NUVALOY, 10" X 18'L, 0.570" WALL, UCC, 174007-18, WU:UCC ASH HANDLING SYS. AIR CYLINDER 4" X 13", S/N 3-4401-29
4710097868 | ACTIVE | 33333333 | 10090100 | 2 | EA | MECH | PIPE, NUVALOY, 12" X 18'L, UCC, 174008
4710099104 | ACTIVE | 10090100 | 10090100 | 4 | EA | MECH | PIPE, NUVALOY, 9" X 18'L, UCC, 174006-18
4710102106 | ACTIVE | 10090100 | 10090100 | 1 | EA | MECH | PIPE, OEM, 4", 18'L, NUVALOY, PLAIN END, UCC, BY DESCRP
0100000362 | ACTIVE | 10100100 | 10100100 | 19 | FT | MECH | PIPE, SEAMLESS, FS, 6" X 20' NPS, RANDOM LENGTH, SA106B, SCH 80, MTR'S REQ'D, ANY MFG, BY DESCRP
0100001812 | ACTIVE | 10100200 | 10100200 | 40 | FT | MECH | PIPE, SEAMLESS, STAINLESS, 4" X 20', RANDOM LENGTH, SA312TP316L, SCH 80, ANY MFG, BY DESCRP, MTR'S REQ'D
0100005959 | ACTIVE | 33333333 | 10100200 | 1200 | FT | MECH | BELT, CONVEYOR, S4 GUARDIAN, 1175'L, 48"W, FENNER DUNLOP,48PGS4GUARDAR250X125C, WU:4B PLANT CONVEYOR BELT
0100005531 | ACTIVE | 10100300 | 10100300 | 4 | EA | MECH | PIPE, 4" X 20'L, TAN GUM RUBBER LINING & ON FLG FACES,& ON FLG FACES, STANDARD WALL W/4", 150# FLNGS, TOWNLEY, BY DESCRP, WU:U3&4
0100005530 | ACTIVE | 33333333 | 10100300 | 4 | EA | MECH | PIPE, 4" X 12'L, TAN GUM RUBBER LINING & ON FLG FACES,& ON FLG FACES,STD WALL W/4", 150# STD FLNGS, TOWNLEY, BY DESCRP, WU:U3&4
4710100647 | ACTIVE | 10100300 | 10100300 | 35 | FT | MECH | PIPE, SEAMLESS, STAINLESS, 6" X 20' NPS, RANDOM LENGTH, SA312TP316L, SCH 40, MTR'S REQ'D, ANY MFG, BY DESCRP
4710101348 | ACTIVE | 33333333 | 10110100 | 2 | EA | MECH | PIPE, FEED, 6" X 18'L, NUVALOY, POWER & INDUSTRIAL,174003180000, WU:NUVA FEEDERS, UNITS 3&4
4710098163 | ACTIVE | 10110100 | 10110100 | 58 | FT | MECH | PIPE, SEAMLESS, FS, 20" X 40' NPS, RANDOM LENGTH, SA53B, SCH 30, ANY MFG, BY DESCRP, MTR'S REQ'D
0100005228 | ACTIVE | 33333333 | 10120100 | 4 | EA | MECH | SPOOL,PIPE,CERMAC LINED,13" OAL X 20"DIA,CL SMITH,BY DESCRP,WU:1&2 MILL, GATE VALVES
9535000021 | ACTIVE | 10120100 | 10120100 | 10 | SH | MECH | INSULATION, SHEET, CORRUGATED SIDING, 14'L, 45-5/8"W, 0.040"THK, ALUM, STUCCO EMBOSD W/O BARRIER, ANY MFG, BY DESCRP, WU:AIR DUCT INLET TO PRECIP
0000001000 | ACTIVE | 10120100 | 10120100 | 500 | FT | MECH | INSULATION, CHANNEL, 10'L, 1" X 4" X 1", 18GA, GALV SHT METAL, ANY MFG, BY DESCRP
4320090113 | ACTIVE | 33333333 | 10120300 | 1 | EA | MECH | PUMP, OIL, VERTICAL LUBE, IMPELLER SZ 10-7/8", 350 GPM/1750 RPM, BUFFALO FORGE CO., VCRE
9515000520 | ACTIVE | 10140100 | 10140100 | 2 | SH | STRUC | STOCK, PLATE, 4'W, 8'L, 1"THK, MILD STL, 1306 LB/SH LB/FT, ANY MFG, BY DESCRP
9515000512 | ACTIVE | 10140100 | 10140100 | 2 | SH | STRUC | STOCK, PLATE, 4'W, 8'L, 1/2"THK, MILD STL, 653 LB/SH LB/FT, ANY MFG, BY DESCRP
9515000272 | ACTIVE | 10140100 | 10140100 | 5 | SH | STRUC | STOCK, PLATE, 4'W, 8'L, 1/4"THK, MILD STL, 326.40 LB/SH LB/FT, ANY MFG, BY DESCRP
9515000116 | ACTIVE | 33333333 | 10140100 | 6 | SH | STRUC | STOCK, PLATE, 4'W, 8'L, MILD STL, 181 LB/SH LB/FT, 10 GA, ANY MFG, BY DESCRP
9515000470 | ACTIVE | 10140100 | 10140100 | 5 | SH | STRUC | STOCK, PLATE, 4'W, 8'L, MILD STL, 80 LB/SH LB/FT, 16 GA, ANY MFG, BY DESCRP
5335182837 | ACTIVE | 10140100 | 10140100 | 6 | SH | STRUC | STOCK, EXPANDED METAL, CS, RAISED, 16 GA., 4'W, 8'L, 3/4" HOLES, ANY MFG, BY DESCRP
9515000355 | ACTIVE | 10150100 | 10150100 | 1 | SH | STRUC | STOCK, PLATE, 4'W, 10'L, 3/16"THK, 316 SS, 343.16 LB/SH LB/FT, ANY MFG, BY DESCRP
9515000603 | ACTIVE | 10150100 | 10150100 | 2 | SH | STRUC | STOCK, PLATE, 4'W, 8'L, 1/4"THK, 316 SS, 357 LB/SH LB/FT, ANY MFG, BY DESCRP
5335182712 | ACTIVE | 10150100 | 10150100 | 2 | SH | STRUC | STOCK, EXPANDED METAL, #16 FLAT, 4'W, 8'L, 316 SS, 1/2", ANY MFG, BY DESCRP
5335182845 | ACTIVE | 10150100 | 10150100 | 2 | EA | STRUC | STOCK, EXPANDED METAL, 10 GA, #9 FLAT, 4'W, 8'L, CS, 3/4", ANY MFG, BY DESCRP
5335182878 | ACTIVE | 10150100 | 10150100 | 4 | SH | STRUC | STOCK, EXPANDED METAL, CS RAISED, 16 GA, 4'W, 8'L, 1/2", ANY MFG, BY DESCRP
6850414050 | ACTIVE | 99999999 | 10170100 | 3 | DR | CHEM | SOLVENT, CLEANING, DEGREASER, 55 GL, DRUM, ZEP MFG CO., DYNA 143
9150487834 | ACTIVE | 10170100 | 10170100 | 4 | DR | CHEM | LUBRICANT, OIL, REGAL R&O 32 or PHILLIPS P66, 10 WGT, 55 GL, DRUM, LIQ, TEXACO, BY DESCRP
9150489475 | ACTIVE | 10170100 | 10170100 | 4 | DR | CHEM | LUBRICANT, OIL, REGAL R&O 220, 55 GL DRUM, LIQ, TEXACO, BY DESCRP
9150488337 | ACTIVE | 10170100 | 10170100 | 5 | DR | CHEM | LUBRICANT, OIL, REGAL R&O 68 PC , 20 WGT, 55 GL DRUM, LIQ, TEXACO INC, BY DESCRP
9150488055 | ACTIVE | 33333333 | 10170100 | 3 | DR | CHEM | LUBRICANT, OIL, REGAL R&O 46, 15 WGT, 55 GL DRUM, LIQ, TEXACO INC, BY DESCRP
0100004430 | ACTIVE | 10180100 | 10180100 | 5 | DR | CHEM | OIL, SYNTHETIC, AEON PD, 55 GA, DR, GARDNER DENVER, 28G28, WU:U3&4 FLY ASH CONVEYING POSITIVE DISPLACEMENT BLOWER
0100004630 | ACTIVE | 10180100 | 10180100 | 2 | DR | CHEM | LUBRICANT, OIL, SYNTHETIC, SYNGEAR, 55 GA DRUM, SUMMIT INDUSTRIAL, SH-1022, WU:ALL UNITS COOLING TOWER BOXES
9150488170 | ACTIVE | 10180100 | 10180100 | 1 | DR | CHEM | FLUID, TRANSMISSION, HAVOLINE, MD-3 ATF, 55 GAL, DRUM, TEXACO INC, BY DESCRP
9150488436 | ACTIVE | 10180100 | 10180100 | 2 | DR | CHEM | LUBRICANT, OIL, SOLUBLE B, 55 GL DRUM, LIQ, TEXACO INC, BY DESCRP
9150487743 | ACTIVE | 99999999 | 10180100 | 2 | DR | CHEM | LUBRICANT, OIL, URSA, SUPER-3, 10 WGT, 55 GL DRUM, LIQ, TEXACO INC, BY DESCRP
0100000096 | ACTIVE | 33333333 | 10180100 | 2 | DR | CHEM | LUBRICANT, OIL, MOTOR, URSA SUPER PLUS 15-40, 55 GAL DRUM, LIQ, TEXACO, BY DESCRP
9150488667 | ACTIVE | 10190100 | 10190100 | 4 | DR | CHEM | LUBRICANT, OIL, GEAR, MEROPA 220, 55 GL DRUM, LIQ, TEXACO INC, 220
9150488659 | ACTIVE | 10190100 | 10190100 | 1 | DR | CHEM | LUBRICANT, OIL, GEAR, MEROPA 150, 55 GL DRUM, LIQ, TEXACO INC, 150
9150488485 | ACTIVE | 10190100 | 10190100 | 4 | DR | CHEM | LUBRICANT, OIL, GEAR, MEROPA 460, 55 GL DRUM, LIQ, TEXACO INC, 460
6850413920 | ACTIVE | 99999999 | 10190100 | 3 | DR | CHEM | SOLVENT, 55 GL, DRUM, EPA 2000, WESTERN CHEMICAL, WCI 140
9150488220 | ACTIVE | 33333333 | 10190100 | 1 | DR | CHEM | LUBRICANT, OIL, GEAR, MEROPA 680-6, 55 GL DRUM, LIQ, TEXACO INC, 6806
0100006257 | ACTIVE | 33333333 | 10200100 | 6 | EA | MECH | NOZZLE, COAL ASSY, 19" ID, CERAMIC LINED, BACOCK & WILCOX, 6295594, WU:U-3&4 BURNERS
0100006258 | ACTIVE | 33333333 | 10200100 | 10 | EA | MECH | NOZZLE, TIP, 19" ID, 2'-1" LG, CASTING ASTM A608, BABCOCK & WILCOX 6311494, WU:U-3&4 BURNERS
9515000173 | ACTIVE | 33333333 | 10210100 | 4 | SH | STRUC | PLATE, WEAR, 48"W, 144"L, 3/8"THK, ALLOY/NI-BRAZE, P.C. CAMPANA, INC., BY DESCRP
9515000785 | ACTIVE | 10210100 | 10210100 | 2 | EA | STRUC | STOCK, PLATE, PERF, 4'W, 10'L, 309 SS, 11 GA, ANY MFG, BY DESCRP, WU:ASH DEFLECTION PLATES FOR ALL BOILERS
9515000108 | ACTIVE | 33333333 | 10210100 | 6 | SH | STRUC | PLATE, WEAR, ALLOY, HI STRENGTH, 1/4" X 48" X 120", NI-BRAZE, 442.50 LB/SH
9515000454 | ACTIVE | 10210100 | 10210100 | 21 | SH | STRUC | STOCK, PLATE, 11GA/PUNCHED, 3/4" RND HOLES, 1" CENTERS/STAGGERED, 4'W, 10'L, ALLOY STL A569, PICKLED/OILED, NARROW/NO MARGIN, ANY MFG, BY DESCP;
9515000769 | ACTIVE | 10210100 | 10210100 | 4 | SH | STRUC | STOCK, PLATE, 4'W, 8'L, 3/16"THK, COR-TEN, ANY MFG, BY DESCRP
5335183108 | ACTIVE | 10210100 | 10210100 | 2 | EA | STRUC | STOCK, PLATE, SMOOTH, 4'W, 10'L, ALUMINIZED, 16 GA, ANY MFG, BY DESCRP, WU:BOILER LAGING
5335182571 | ACTIVE | 10210100 | 10210100 | 1 | SH | STRUC | STOCK, EXPANDED METAL, #6, 4'W, 8'L, CS/RAISED, 1-1/2", ANY MFG, BY DESCRP
0100005951 | ACTIVE | 33333333 | 10220100 | 133 | FT | MECH | PIPE, SEAMLESS,10" X 40', RANDOM LENGTH, CARBON STEEL, SCH 80, ANY MFG, BY DESCRP, WU:U4 BA SUMP PUMP LINE REPLCMENT
4710101009 | ACTIVE | 10220100 | 10220100 | 22 | FT | MECH | PIPE, SEAMLESS, FS, 6" X 20' NPS, RANDOM LENGTH, SA106B, SCH 40, ANY MFG, BY DESCRP
4710097942 | ACTIVE | 10220100 | 10220100 | 44 | FT | MECH | PIPE, SEAMLESS, CS, 4" X 20' NPS, RANDOM LENGTH, SA106B, SCH 80, PLAIN END, MTR'S REQ'D, ANY MFG, BY DESCRP
3915001238 | ACTIVE | 33333333 | 10230100 | 1 | ST | MECH | SKIRT, SET/SEAL, BABCOCK & WILCOX, 3033394, ASH HOPPER, COMPLETE SET
0100006494 | ACTIVE | 33333333 | 10230100 | 1 | EA | MECH | REDUCER, PIPE, CONCENTRIC, 30"ID X 18" X 25-1/4"L, TOWNLEY, HPR300252, WU:ALL UNITS AR PUMP
4730112747 | ACTIVE | 10230100 | 10230100 | 2 | EA | MECH | FLANGE, PIPE, SLIP ON, 20" NPS, SA105, 150 LB, FLAT FACED, ANY MFG, BY DESCRP
3020052795 | ACTIVE | 33333333 | 10240100 | 1 | EA | MECH | IDLER, CONVEYOR, TROUGHING, 6"DIA, 69"L, BLTED, 35 DEG, HEWITT-ROBINS, 4603-VPS-60, WU:5C & 5C TRIPPER CONVEYOR, ALL UNITS
3020052381 | ACTIVE | 10240100 | 10240100 | 3 | EA | MECH | IDLER, TRANSITION, CONTINENTAL CONVEYOR, 78AH501-36S, WU:3A & 3B RECLAIM CONVEYORS, ALL UNITS
0100006212 | ACTIVE | 10240300 | 10240300 | 1 | EA | MECH | PANEL, BOTTOM, DRWG# 5-4901-114-1, HORIZONTAL SECTION-DFC, 26.5", UCC, 491866, WU:U1 ECONOMIZER ASH SYSTEM
0100006211 | ACTIVE | 10240300 | 10240300 | 1 | EA | MECH | LINER, SIDE, DRWG# 5-4901-114-1, HORIZONTAL SECTION-DFC, 26.5", UCC, 491893-1, WU:U-1 ECONOMIZER ASH SYSTEM
6810408119 | ACTIVE | 10350600 | 10350600 | 43800 | LB | CHEM | CHEMICAL, ROCK SALT, SODIUM CHLORIDE, 50 LB BAG, EXTRA COURSE, GRANULAR, TECHNICAL GRADE, UNIVAR, 651498
0100005165 | ACTIVE | 10460106 | 10460106 | 100 | FT | ELEC/INS | TUBING, INSTRUMENT, 5/8"OD, 0.065"WT, SS, 20'L, BORDER STATES, BY DESCRP, WU:ALL UNITS
4720000225 | ACTIVE | 10460106 | 10460106 | 20 | FT | MECH | TUBING, INSTRUMENT, 3/8", 0.065"WT, 316 SS, SMLS, ANY MFG, BY DESCRP
5975262717 | ACTIVE | 33333333 | 10460201 | 160 | FT | ELEC/INS | CONDUIT, THIN-WALL/EMT, 1/2 IN, ALLIED MFG, E012
5975257691 | ACTIVE | 10460202 | 10460202 | 60 | FT | ELEC/INS | CONDUIT, RIGID, THDED, AL, 1/2 IN, ARIZONA ALUM CO, A012
5975262303 | ACTIVE | 10460203 | 10460203 | 40 | FT | ELEC/INS | CONDUIT, RIGID, GALV STEEL, 1/2 IN, ALLIED MFG CO, G012
4710098940 | ACTIVE | 10460204 | 10460204 | 260 | FT | MECH | TUBING, INSTRUMENT, 1/2", 0.035"WT, 316 SS, SMLS, ANY MFG, BY DESCRP
4710098304 | ACTIVE | 10460205 | 10460205 | 180 | FT | MECH | TUBING, INSTRUMENT, 3/8", 0.035"WT, 316 SS, SMLS, ANY MFG, BY DESCRP
4710100753 | ACTIVE | 10460205 | 10460205 | 140 | FT | MECH | TUBING, INSTRUMENT, 1/4", 0.035"WT, 316 SS, WELDED, ANY MFG, BY DESCRP
5975263020 | ACTIVE | 33333333 | 10460301 | 190 | FT | ELEC/INS | CONDUIT, THIN-WALL/EMT, 3/4 IN, ALLIED MFG CO, E034
5975263251 | ACTIVE | 10460302 | 10460302 | 200 | FT | ELEC/INS | CONDUIT, RIGID, 3/4 IN, ALLIED MFG CO, G075
5975261693 | ACTIVE | 10460303 | 10460303 | 150 | FT | ELEC/INS | CONDUIT, RIGID, THDED, AL, 3/4 IN, ARIZONA ALUM CO, A075
6210000920 | ACTIVE | 10460402 | 10460402 | 2 | EA | ELEC/INS | FIXTURE, LIGHT, FLUOR/SLIMLINE, 277 V, 96"LONG/60 HZ/425 MA, KEYSTONE LIGHTING CORP., KL296
5975264036 | ACTIVE | 10470100 | 10470100 | 40 | FT | STRUC | STOCK, CHANNEL, DOUBLE, 1-5/8"X3-1/4"W, 10'L, 14 GA, SS, SUPER STRUT, A1202
5975258244 | ACTIVE | 10470101 | 10470101 | 240 | FT | STRUC | STOCK, CHANNEL, (UNISTRUT) 1-5/8"X 1-5/8"W, 10'L, 12 GA, GALV STL, 1.90 LB/FT, SUPER STRUT, A1200-10EC
5975261180 | ACTIVE | 10470102 | 10470102 | 110 | FT | ELEC/INS | CONDUIT, RIGID, GALV STL, 1-1/4 IN, ANY MFG, BY DESCRP
5975260042 | ACTIVE | 10470103 | 10470103 | 190 | FT | ELEC/INS | CONDUIT, RIGID, GALV STL, 1 IN, CONDUIT PIPE PROD, BY DESCRP
5975257774 | ACTIVE | 33333333 | 10470105 | 60 | FT | ELEC/INS | CONDUIT, THIN-WALL/EMT, 1-1/4 IN, ANY MFG, BY DESCRP
5975258061 | ACTIVE | 33333333 | 10470106 | 70 | FT | ELEC/INS | CONDUIT, THIN-WALL/EMT, 1 IN, BLACKHAWK IND, BY DESCRP
5975258681 | ACTIVE | 10470107 | 10470107 | 60 | FT | ELEC/INS | CONDUIT, RIGID, THDED, AL, 1 IN, ARIZONA ALUM CO, A100
5975260042 | ACTIVE | 10470103 | 10470201 | 290 | FT | ELEC/INS | CONDUIT, RIGID, GALV STL, 1 IN, CONDUIT PIPE PROD, BY DESCRP
5975260042 | ACTIVE | 10470103 | 10470202 | 300 | FT | ELEC/INS | CONDUIT, RIGID, GALV STL, 1 IN, CONDUIT PIPE PROD, BY DESCRP
0000000056 | ACTIVE | 33333333 | 12010100 | 28 | EA | MECH | PAD, DEMISTER, FIRST STAGE-TAG:A-800, POLYPROPYLINE W/ 4-8% FIBERGLASS,KOCH-GLITSCH,MODEL XXVII-2.1625,FLEXICHEVRON
0000000057 | ACTIVE | 12010100 | 12010100 | 160 | EA | MECH | PAD, DEMISTER, SECOND STAGE-TAG:B800, POLYPROPYLENE W/4-8% FIBERGLASS,KOCH-GLITSCH,MODEL XXVII-2-1.125,FLEXICHEVRON ABSORBER
0100002790 | ACTIVE | 99999999 | 12020101 | 465 | FT | MECH | TUBE, BOILER, 1-3/4" OD X 0.252" MW, SA213TP347H, 20'L, HOT FINISHED WITH COLD FINISH TOLERANCES, ANY MFG, BY DESCRP
0100006401 | ACTIVE | 99999999 | 12020102 | 374 | FT | MECH | TUBE, BOILER, 2" OD X 0.281" MW, SA213T11, 20'L, HOT FINISHED W/COLD FINISHED TOLERANCES, ANY MFG, BY DESCRP, WU:U-4, BOILER AIR & GAS SYS
0100003935 | ACTIVE | 99999999 | 12020104 | 275 | FT | MECH | TUBE, BOILER, 2" OD X .220" MW, SA213TP347, 20L, ANY MFG, BY DESCRP
0100004620 | ACTIVE | 33333333 | 12030101 | 6 | EA | MECH | TUBE, LANCE, FRONT, 3.5"OD, 0.125" WT,16'L,CROLOY,DIAMOND POWER,347044010A,WU:U1&2 IK7-12, U1&2 IK13-22, U3&4 IK13-24, U3&4 IK25-36, U3&4 IK81-84
0100004623 | ACTIVE | 33333333 | 12030102 | 1 | EA | MECH | TUBE, LANCE, CMPLT ASSY, 2 PC, 3.5"OD, 30'-6" L,CROLOY,8" CAST NZLE, (2) JETS 1-1/4", 85X95 DEG, DIAMOND POWER, 30C384-44AZ, WU:U3&4 IK 13-24
0100004624 | ACTIVE | 33333333 | 12030104 | 3 | EA | MECH | TUBE, LANCE, CMPLT ASSY, 2 PC, 3.5"OD, 30'-6"L, CROLOY, 8" CAST NOZZLE, (2) JETS, 1", 85X95 DEG, DIAMOND POWER, 30C384-44AR, WU:U3&4 IK 25-36
0100004627 | ACTIVE | 33333333 | 12030105 | 4 | EA | MECH | TUBE, LANCE, CMPLT ASSY, 2 PC, 3.5"OD, 30'-6" L, CROLOY, 8" CAST NZLE, (2) JETS 1", 85X95 DEG,DIAMOND POWER, 30C394-44AR, WU:U3&4 IK 81-84 (NZLE
4730134295 | ACTIVE | 12040101 | 12040101 | 41 | FT | MECH | PIPE, SEAMLESS, CS, 2" X 20' NPS, RANDOM LENGTH, SA106B, SCH 160, ANY MFG, BY DESCRP, MTR'S REQ'D
4710098528 | ACTIVE | 12040102 | 12040102 | 260 | FT | MECH | TUBE, BOILER, 2" OD X 0.221" MW, SA209T1A, 20'L, FAB'D & STUDDED, SECTION A-U, HOT FINISHED WITH COLD FINISH TOLERANCES, ANY MFG
4710099989 | ACTIVE | 12040103 | 12040103 | 213 | FT | MECH | TUBE, BOILER 2-1/4" OD X 0.399" MW, SA213T22, 20'L,HOT FINISHED WITH COLD TOLERANCES, ANY MFG, SA213T22X2250X399
4710100381 | ACTIVE | 12050203 | 12040104 | 48 | FT | MECH | PIPE, SEAMLESS, P22, 1-1/2" X 20' NPS, RANDOM LENGTH, SA335P22, SCH 80, ANY MFG, BY DESCRP, MTR'S REQ'D
4730126796 | ACTIVE | 33333333 | 12040106 | 2 | AS | TOOL | LANCE, ASSY/TUBE, 30'1/8"L, CROMOLY, 1-1/4% CHROME, 1/2% MOLY, T-11, 27'4"TRAVEL, DIAMOND POWER, B50730-C360, W/MILL CERTS (SOLE SOURCE DIAM
0100002072 | ACTIVE | 12050100 | 12050100 | 41 | FT | MECH | PIPE, SEAMLESS, CS, 1/2" X 20' NPS, RANDOM LENGTH, SA106C, SCH 160, MTR'S REQ'D, ANY MFG, BY DESCRP, WU:HP HEATERS & BLR FEED PUMPS, U-1,2,3,4
4710100415 | ACTIVE | 12050104 | 12050104 | 42 | FT | MECH | PIPE, SEAMLESS, P22, 3/4" X 20' NPS, RANDOM LENGTH, SA335P22, SCH XXH, ANY MFG, BY DESCRP, MTR'S REQ'D
4710100514 | ACTIVE | 12050201 | 12050201 | 52 | FT | MECH | PIPE, SEAMLESS, P11, 3/4" X 20' NPS, RANDOM LENGTH, SA335P11, SCH 160, MTR'S REQ'D, ANY MFG, BY DESCRP
4710100423 | ACTIVE | 12050202 | 12050202 | 46 | FT | MECH | PIPE, SEAMLESS, P22, 1" X 20' NPS, RANDOM LENGTH, SA335P22, SCH XXH, MTR'S REQ'D, ANY MFG, BY DESCRP,
4710100381 | ACTIVE | 12050203 | 12050203 | 46 | FT | MECH | PIPE, SEAMLESS, P22, 1-1/2" X 20' NPS, RANDOM LENGTH, SA335P22, SCH 80, ANY MFG, BY DESCRP, MTR'S REQ'D
4730134196 | ACTIVE | 12050205 | 12050205 | 40 | FT | MECH | PIPE, SEAMLESS, CS, 1/2" X 20' NPS, RANDOM LENGTH, SA106B, SCH 160, MTR'S REQ'D, ANY MFG, BY DESCRP
0100002070 | ACTIVE | 99999999 | 12050300 | 42 | FT | MECH | PIPE, SEAMLESS, CS, 3/4" X 20' NPS, RANDOM LENGTH, SA106C SMLS, SCH 160, MTR'S REQ'D, ANY MFG, BY DESCRP,WU:HP HEATERS & BLR FEED PMPS, U-1,2,3,4
4710100548 | ACTIVE | 12050302 | 12050302 | 95 | FT | MECH | PIPE, SEAMLESS, P11, 2" X 20' NPS, RANDOM LENGTH, SA335P11, SCH 160, ANY MFG, BY DESCRP, MTR'S REQ'D
4710100985 | ACTIVE | 12050303 | 12050303 | 46 | FT | MECH | PIPE, SEAMLESS, P11, 1-1/4" X 20' NPS, RANDOM LENGTH, SA335P11, SCH 80, ANY MFG, BY DESCRP, MTR'S REQ'D
4710100472 | ACTIVE | 12050304 | 12050304 | 89 | FT | MECH | PIPE, SEAMLESS, P11, 1" X 20' NPS, RANDOM LENGTH, SA335P11, SCH 80, MTR'S REQ'D, ANY MFG, BY DESCRP
4730134212 | ACTIVE | 12050305 | 12050305 | 19 | FT | MECH | PIPE, SEAMLESS, CS, 3/4" X 20' NPS, RANDOM LENGTH, SA106B, SCH 160, ANY MFG, BY DESCRP, MTR'S REQ'D
0100003911 | ACTIVE | 12050401 | 12050401 | 48 | FT | MECH | PIPE, P22, 1/2" X 20', RANDOM LENGTH, SA335, SCH 80, ANY MFG, BY DESCRP
4730134279 | ACTIVE | 33333333 | 12050402 | 37 | FT | MECH | PIPE, SEAMLESS, CS, 1-1/2" X 20' NPS, RANDOM LENGTH, SA106B, SCH 160, ANY MFG, BY DESCRP, MTR'S REQ'D
0100002073 | ACTIVE | 12050500 | 12050500 | 36 | FT | MECH | PIPE, SEAMLESS, CS, 1/2" X 20' NPS, RANDOM LENGTH, SA106C, SCH XXH, MTR'S REQ'D, ANY MFG, BY DESCRP, WU:HP HEATERS & BLR FEED PMPS, U-1,2,3,4
4730134410 | ACTIVE | 12050501 | 12050501 | 100 | FT | MECH | PIPE, SEAMLESS, P22, 1-1/2" X 20' NPS, RANDOM LENGTH, SA335P22, SCH 160, MTR'S REQ'D, ANY MFG, BY DESCRP
4710100456 | ACTIVE | 12050502 | 12050502 | 96 | FT | MECH | PIPE, SEAMLESS, P11, 1/2" X 20' NPS, RANDOM LENGTH, SA335P11, SCH 80, MTR'S REQ'D, ANY MFG, BY DESCRP
4710100373 | ACTIVE | 12050503 | 12050503 | 22 | FT | MECH | PIPE, SEAMLESS, P22, 1" X 20' NPS, RANDOM LENGTHS, SA335P22, SCH 80, MTR'S REQ'D, ANY MFG, BY DESCRP
0100002064 | ACTIVE | 99999999 | 12050604 | 48 | FT | MECH | PIPE, SEAMLESS, CS, 1" X 20' NPS, RANDOM LENGTH, SA106C, SCH 160, MTR'S REQ'D,ANY MFG, BY DESCRP, WU:HP HEATERS & BLR FEED PMPS, U-1,2,3,4
4710100365 | ACTIVE | 12050605 | 12050605 | 44 | FT | MECH | PIPE, SEAMLESS, P22, 3/4" X 20' NPS, RANDOM LENGTH, SA335P22, SCH 80, ANY MFG, BY DESCRP, MTR'S REQ'D
0100002066 | ACTIVE | 99999999 | 12050701 | 44 | FT | MECH | PIPE, SEAMLESS, CS, 1-1/2" X 20' NPS, RANDOM LENGTHS, SA106C, SCH 160, MTR'S REQ'D, ANY MFG, BY DESCRP, WU:HP HEATERS & BLR FEED PMPS, U-1,2,3,4
4730134287 | ACTIVE | 12050702 | 12050702 | 29 | FT | MECH | PIPE, SEAMLESS, CS, 1-1/2" X 20' NPS, RANDOM LENGTH, SA106B, SCH XXH, MTR'S REQ'D, ANY MFG, BY DESCRP
4730134246 | ACTIVE | 12050703 | 12050703 | 65 | FT | MECH | PIPE, SEAMLESS, CS,1" X 20' NPS, RANDOM LENGTH, SA106B, SCH XXH, MTR'S REQ'D, ANY MFG, BY DESCRP
4730134220 | ACTIVE | 12050704 | 12050704 | 42 | FT | MECH | PIPE, SEAMLESS, CS, 3/4" X 20' NPS, RANDOM LENGTH, SA106B, SCH XXH, MTR'S REQ'D, ANY MFG, BY DESCRP
0100002886 | ACTIVE | 12050705 | 12050705 | 2 | EA | MECH | ELEMENT, ASSY, IKAH, DIAMOND POWER, 528358-41ED, WU:PRI AIR HEATER SOOT BLOWER, U-4
4730134238 | ACTIVE | 12051005 | 12051005 | 40 | FT | MECH | PIPE, SEAMLESS, CS, 1" X 20' NPS, RANDOM LENGTH, SA106B, SCH 160, ANY MFG, BY DESCRP, MTR'S REQ'D
4710100431 | ACTIVE | 12060101 | 12060101 | 21 | FT | MECH | PIPE, SEAMLESS, P22, 1-1/2" X 20' NPS, RANDOM LENGTH, SA335P22, SCH XXH, ANY MFG, BY DESCRP, MTR'S REQ'D
4730134360 | ACTIVE | 12060101 | 12060101 | 40 | FT | MECH | PIPE, SEAMLESS, P22, 1" X 20' NPS, RANDOM LENGTH, SA335P22, SCH 160, ANY MFG, BY DESCRP, MTR'S REQ'D
4730134378 | ACTIVE | 12060101 | 12060101 | 216 | FT | MECH | PIPE, SEAMLESS, P22, 1-1/4" X 20' NPS, RANDOM LENGTH, SA335P22, SCH 160, MTR'S REQ'D, ANY MFG, BY DESCRP
4710100449 | ACTIVE | 12060102 | 12060102 | 59 | FT | MECH | PIPE, SEAMLESS, P22, 2" X 20' NPS, RANDOM LENGTH, SA335P22, SCH XXH, MTR'S REQ'D, ANY MFG, BY DESCRP
4710100969 | ACTIVE | 12060102 | 12060102 | 97 | FT | MECH | PIPE, SEAMLESS, FS, 1-1/4" X 20' NPS, RANDOM LENGTH, SA106B, SCH 80, ANY MFG, BY DESCRP, MTR'S REQ'D
4710098338 | ACTIVE | 12060202 | 12060202 | 455 | FT | MECH | TUBE, BOILER, 2" OD X 0.165" MW, SA210A1, 20'L, HOT FINISHED WITH COLD FINISH TOLERANCES, ANY MFG, BY DESCRP
4710100522 | ACTIVE | 12060205 | 12060205 | 40 | FT | MECH | PIPE, SEAMLESS, P11, 1" X 20' NPS, RANDOM LENGTH, SA335P11, SCH 160, ANY MFG, BY DESCRP, MTR'S REQ'D
4710099856 | ACTIVE | 12060300 | 12060300 | 342 | FT | MECH | TUBE, BOILER 2-1/4" OD X 0.208" MW, SA213TP304H, 20'L, HOT FINISHED WITH COLD TOLERANCES, ANY MFG, 304SSTP304HX2250X208
0100006952 | ACTIVE | 99999999 | 12060303 | 103 | FT | MECH | TUBE, BOILER, 1-3/4" OD X 0.165" MW, SA213T11, HOT FINISHED TOLERANCES, ANY MFG, SA213T11X175X165, WU: U-1&4 BOILER
4730123157 | ACTIVE | 33333333 | 12060400 | 60 | FT | MECH | TUBE, BOILER,1-3/4" OD X 0.165" MW, SA213T2, 20'L, FINNED, W/ 3/8" X 1-5/16" FINS, HOT FINSHD W/COLD FINSH TOLERANCES, ANY MFG, SA213T2X1750X165
4710099237 | ACTIVE | 12060401 | 12060401 | 75 | FT | MECH | TUBE, BOILER, 1-3/4" OD X 0.400" MW, SA213T22, 20'L, HOT FINISHED WITH COLD TOLERANCES, ANY MFG, SA213T22X1750X400
4710097728 | ACTIVE | 99999999 | 12060402 | 420 | FT | MECH | TUBE, BOILER 2" OD X 0.240" MW, SA213T2, 20'L, HOT FINISHED WITH COLD FINISH TOLERANCES, ANY MFG, BY DESCRP, WU:B-W RADIANT BLR, U-3
4710097843 | ACTIVE | 12060500 | 12060500 | 103 | FT | MECH | TUBE, BOILER, 2-1/4" OD X 0.236" MW, SA210A1, 20'L, HOT FINISHED WITH COLD FINISH TOLERANCES, ANY MFG, BY DESCRP
4710100035 | ACTIVE | 99999999 | 12060501 | 252 | FT | MECH | TUBE, BOILER, 2-1/4" OD X 0.180" MW, SA213T2, 20'L, HOT FINISHED WITH COLD TOLERANCES, ANY MFG, SA213T2X2250X180
4710099377 | ACTIVE | 99999999 | 12060502 | 485 | FT | MECH | TUBE, BOILER, 1-3/4"OD X 0.220" MW, SA210A1, 20'L, HOT FINISHED WITH COLD TOLERANCES, ANY MFG, SA210A1X1750X220
0100006953 | ACTIVE | 99999999 | 12060503 | 251 | FT | MECH | TUBE, BOILER, 2" OD X 0.340" MW, SA213T22, 20'L, HOT FINISHED, ANY MFG, SA213T2X2X340, WU: U-1&4 BOILER
4710099047 | ACTIVE | 99999999 | 12060600 | 81 | FT | MECH | TUBE, BOILER, 2" OD X 0.360" MW, SA213T2, 20'L, HOT FINISHED WITH COLD FINISH TOLERNANCES, ANY MFG, SA213T2X2X360,
4710099922 | ACTIVE | 12060603 | 12060603 | 172 | FT | MECH | TUBE, BOILER, 2-1/4" OD X 0.300" MW, SA213T22, 20'L, HOT FINISHED WITH COLD TOLERANCES, ANY MFG, SA213T22X2250X300
4730123066 | ACTIVE | 99999999 | 12060604 | 167 | FT | MECH | TUBE, BOILER,1-3/4" OD X 0.220" MW, SA178C, 20'L, HOT FINISHED WITH COLD FINISH TOLERANCES, ANY MFG, SA178CX1750X220
4730123074 | ACTIVE | 12060702 | 12060702 | 240 | FT | MECH | TUBE, BOILER, 2-1/4" OD X 0.180" MW, SA210A1, 20'L, HOT FINISHED WITH COLD FINISH TOLERANCES, ANY MFG, SA210A1X2250X180
4710099997 | ACTIVE | 99999999 | 12060703 | 140 | FT | MECH | TUBE, BOILER 1-3/4" OD X 0.220" MW, SA213T2 R/L, FINNED W/3/8" X 1-5/16" FINS, ALLOY STL SA213T2X1750X220, ANY MFG
4710098171 | ACTIVE | 99999999 | 12060801 | 19 | FT | MECH | TUBE, BOILER, 1-3/4" X 0.365" MW, SA213T22, 20'L, HOT FINISHED WITH COLD FINISH TOLERANCES, ANY MFG, BY DESCRP
4730123140 | ACTIVE | 99999999 | 12060804 | 45 | FT | MECH | TUBE, BOILER, 1-3/4" OD X 0.165" MW, SA213T2, 20'L, HOT FINISHED WITH COLD FINISH TOLERANCES, ANY MFG, SA213T2X1750X165
4710098742 | ACTIVE | 99999999 | 12060901 | 292 | FT | MECH | TUBE, BOILER, 2-1/2" OD X .203" MW, SA178A, R/L, ERW CS WELDED TUBE, ANY MFG, SA178X2500X203 (SEAMED TUBE)
4710098569 | ACTIVE | 12061003 | 12060902 | 160 | FT | MECH | TUBE, BOILER, 1-3/4" OD X 0.238" MW, SA210A1, 20'L, WITH 3/8" X 1-5/16" FINS, HOT FINISHED WITH COLD FINISH TOLERANCES, ANY MFG
4710097736 | ACTIVE | 99999999 | 12060903 | 441 | FT | MECH | TUBE, BOILER, 2-1/2" OD X 0.180" MW, SA213T2, 20'L, HOT FINISHED WITH COLD FINISH TOLERANCES, ANY MFG, BY DESCRP
4710099880 | ACTIVE | 99999999 | 12061001 | 487 | FT | MECH | TUBE, BOILER, 2-1/4" OD X 0.180" MW, SA213T12, 20'L, HOT FINISHED WITH COLD TOLERANCES, ANY MFG, SA213T12X2250X180
4710097777 | ACTIVE | 12061002 | 12061002 | 154 | FT | MECH | TUBE, BOILER, 2-1/2" OD X.203" MW, SA210A1, 20'L, HOT FINISHED WITH COLD FINISH TOLERANCES, ANY MFG, BY DESCRP
4710098569 | ACTIVE | 12061003 | 12061003 | 149 | FT | MECH | TUBE, BOILER, 1-3/4" OD X 0.238" MW, SA210A1, 20'L, WITH 3/8" X 1-5/16" FINS, HOT FINISHED WITH COLD FINISH TOLERANCES, ANY MFG
4710098932 | ACTIVE | 12061103 | 12061103 | 371 | FT | MECH | TUBE, BOILER, 1-3/4" OD X 0.380" MW, SA213T22, 20'L, HOT FINISHED WITH COLD FINISH TOLERANCES, ANY MFG, SA213T22X1750X380
4710099872 | ACTIVE | 99999999 | 12061104 | 164 | FT | MECH | TUBE, BOILER, 2" OD X 0.165" MW, SA213T11, 20'L, HOT FINISHED WITH COLD TOLERANCES, ANY MFG, SA213T11X2X165
4710101827 | ACTIVE | 99999999 | 12061202 | 46 | FT | MECH | TUBE, BOILER, 2-1/4" OD X 0.221" MW, SA210A1, 20'L, HOT FINISHED WITH COLD TOLERANCES, ANY MFG, SA210A1X2250X221
4710099203 | ACTIVE | 33333333 | 12061205 | 11 | FT | MECH | TUBE, BOILER, 1-3/4" OD X .203" MW, SA213T2, 20'L, HOT FINISHED WITH COLD TOLERANCES, ANY MFG, SA213T2X1750X203
4710099971 | ACTIVE | 12061303 | 12061303 | 141 | FT | MECH | TUBE, BOILER, 2-1/4" OD X 0.477" MW, SA213T22, 20'L, HOT FINISHED WITH COLD TOLERANCES, ANY MFG, SA213T22X2250X477
4710097728 | ACTIVE | 99999999 | 12061305 | 73 | FT | MECH | TUBE, BOILER 2" OD X 0.240" MW, SA213T2, 20'L, HOT FINISHED WITH COLD FINISH TOLERANCES, ANY MFG, BY DESCRP, WU:B-W RADIANT BLR, U-3
4710098981 | ACTIVE | 99999999 | 12061401 | 252 | FT | MECH | TUBE, BOILER, 2" OD X 0.300" MW, SA213T11A, 20'L, HOT FINISHED WITH COLD FINISH TOLERANCES, ANY MFG, SA213T11X2X300, WU:B-W RADIANT BLR, U-3
4710098098 | ACTIVE | 99999999 | 12061402 | 242 | FT | MECH | TUBE, BOILER, 2" OD X .188" MW, SA213TP304H, 20'L, HOT FINISHED WITH COLD FINISH TOLERANCES, ANY MFG, BY DESCRP
4710097785 | ACTIVE | 12061403 | 12061403 | 135 | FT | MECH | TUBE, BOILER, 2" OD X 0.165" MW, SA213T2, 20'L, HOT FINISHED WITH COLD FINISH TOLERANCES, ANY MFG, BY DESCRP
4710098049 | ACTIVE | 33333333 | 12061601 | 20 | FT | MECH | TUBE, BOILER, 3" OD X 0.313" MW, SA210A1, 20'L, FAB & STUDDED, STUD SECT.D-Z, HOT FINISHED WITH COLD FINISH TOLERANCES, ANY MFG
4710098288 | ACTIVE | 99999999 | 12061603 | 270 | FT | MECH | TUBE, BOILER, 2" OD X 0.313" MW, SA213T2CF, 20'L, COLD FINISH, ANY MFG, BY DESCRP
4710097975 | ACTIVE | 99999999 | 12061604 | 407 | FT | MECH | TUBE, BOILER, 2" OD X 0.290" MW, SA213T2, 20'L, HOT FINISHED WITH COLD FINISH TOLERANCES, ANY MFG, BY DESCRP
4710099229 | ACTIVE | 99999999 | 12061605 | 8 | FT | MECH | TUBE, BOILER, 2" OD X .221 MW, SA209T1A, 20' L,HOT FINISHED WITH COLD TOLERANCES, ANY MFG, SA209T1X2X221
4710098007 | ACTIVE | 99999999 | 12061700 | 189 | FT | MECH | TUBE, BOILER, 2" OD X 0.284" MW, SA213T2, 20'L, HOT FINSHED W/ CLD FNSH TLRNCS, ANY MFG, BY DESC, WU: B-W RDNT BLR, CNTRCT RB-544, U3, ECNMZR PRT
4710098817 | ACTIVE | 33333333 | 12061701 | 413 | FT | MECH | TUBE, BOILER 1-3/4" OD X 0.230" WT, SA209T1A, 20'L, HOT FINISHED WITH COLD FINISH TOLERANCES, ANY MFG, SA209T1X1750X230, SEE STORES #0100000078
4710099955 | ACTIVE | 99999999 | 12061705 | 27 | FT | MECH | TUBE, BOILER 2-1/4" OD X 0.392" MW, SA213T22, 20'L, HOT FINISHD W/COLD TOLERANCES, ANY MFG, SA213T22X2250X392, SEE CAT#4710999989
4710099021 | ACTIVE | 99999999 | 12061801 | 286 | FT | MECH | TUBE, BOILER, 2" OD X .148" MW, SA209T1A, 20'L, HOT FINISHED WITH COLD FINISH TOLERANCES, ANY MFG, SA209T1X2X148
4710098080 | ACTIVE | 33333333 | 12061802 | 150 | FT | MECH | TUBE, BOILER, 3" OD X 0.313" MW, SA210A1, 20'L, HOT FINISHED WITH COLD FINISH TOLERANCES, ANY MFG, BY DESCRP,
4710097900 | ACTIVE | 12061805 | 12061805 | 90 | FT | MECH | TUBE, BOILER, 2" OD X 0.148" MW, SA213T11, 20'L, HOT FINISHED WITH COLD FINISH TOLERANCES, ANY MFG, BY DESCRP
4710098080 | ACTIVE | 33333333 | 12061902 | 186 | FT | MECH | TUBE, BOILER, 3" OD X 0.313" MW, SA210A1, 20'L, HOT FINISHED WITH COLD FINISH TOLERANCES, ANY MFG, BY DESCRP,
4710098213 | ACTIVE | 12061903 | 12061903 | 72 | FT | MECH | TUBE, BOILER, 2-1/2" OD X .265" MW, SA210A1, 20'L, HOT FINISHED WITH COLD FINISH TOLERANCES, ANY MFG, BY DESCRP
4710097751 | ACTIVE | 99999999 | 12061904 | 139 | FT | MECH | TUBE, BOILER 2" OD X 0.240" MW, SA209T1A, 20'L, HOT FINISHED WITH COLD FINISH TOLERANCES, ANY MFG, BY DESCRP, WU:B-W RADIANT BLR, U-3
4140000383 | ACTIVE | 33333333 | 12062002 | 3 | EA | MECH | TUBE, LANCE W/NOZZLE, 16' 2-5/8" LONG, MATERIAL P11, DIAMOND POWER ,508045-C001, WU:RADIANT BLWR, DP 1K-525B & 1K-545B BLWR CODE 2497001, U3&4
4140000417 | ACTIVE | 33333333 | 12062002 | 1 | ST | TOOL | LANCE, ASSY/TUBE, 16'5-7/16"L, CROMOLY, 1-1/4% CHROME, 1/2% MOLY, T-11, 15'1"TRAVEL, DIAMOND POWER, B50730-N198, (SOLE SOURCE DIAMOND POWER)
4730126788 | ACTIVE | 33333333 | 12062004 | 1 | AS | TOOL | LANCE, ASSY/TUBE, 14'10-7/16"L, CROMOLY, 1-1/4% CHROME, 1/2% MOLY, T-11, 13'6"TRAVEL, DIAMOND POWER, B50730-N179, WU:D-P TUBE ASSY,13' 6" TR
4140001696 | ACTIVE | 12062004 | 12062004 | 2 | EA | MECH | TUBE, LANCE, 3-1/2"OD,16' 2-3/8"L,CROMOLY, 1-1/4% CHROME, 1/2% MOLY, T-11, DIAMOND POWER, 305649-1131, SOLE SOURCE D-P. WU:SOOTBLWRS, U-1&4
4710097710 | ACTIVE | 12062005 | 12062005 | 155 | FT | MECH | TUBE, BOILER, 2" OD X 0.148" MW, SA213T22, 20'L, HOT FINISHED WITH COLD FINISH TOLERANCES, ANY MFG, BY DESCRP
4710097769 | ACTIVE | 12110101 | 12110101 | 327 | FT | MECH | TUBE, BOILER 2-1/4" OD X 0.310" MW, SA213T2, 20'L,HOT FINISHED W/COLD FINISH TOLERANCES, ANY MFG, BY DESCRP
4710099914 | ACTIVE | 12110102 | 12110102 | 354 | FT | MECH | TUBE, BOILER, 2" OD X 0.301" MW, SA213T22, 20'L, HOT FINISHED W/COLD TOLERANCES, ANY MFG, SA213T22X2X301
0100002691 | ACTIVE | 99999999 | 12120100 | 368 | FT | MECH | TUBE, BOILER 1-3/4" OD X 0.240" MW, SA213, TP347H, 20'L,HOT FINISHED WITH COLD FINISH TOELRANCES, ANY MFG,BY DESCRP
0100002692 | ACTIVE | 99999999 | 12120100 | 344 | FT | MECH | TUBE, BOILER 1-3/4" OD X 0.260" MW, SA213, TP347H GR, 20' R/L, HOT FINISHED WITH COLD FINISH TOLERNANCES, ANY MFG, BY DESCRP
4710098346 | ACTIVE | 12120100 | 12120100 | 390 | FT | MECH | TUBE, BOILER, 2-3/4" OD X 0.284" MW, SA210A1CF, 20'L, COLD FINISH, ANY MFG.
4710099328 | ACTIVE | 33333333 | 12120100 | 400 | FT | MECH | TUBE, BOILER, 2-1/2" OD X 0.180" MW, SA209T1A, 20'L, HOT FINISHED WITH COLD TOLERANCES, ANY MFG, SA209T1X2500X180
0100000077 | ACTIVE | 12120100 | 12120100 | 1073 | FT | MECH | TUBE, BOILER, 1-3/4" OD X 0.275" MW, SA213T22, 20'L, HOT FINISHED WITH COLD FINISH TOLERANCES, ANY MFG, BY DESCRP
0100000076 | ACTIVE | 12120100 | 12120100 | 1402 | FT | MECH | TUBE, BOILER, 1-3/4" OD X 0.245" MW, SA213T22, 20'L, HOT FINISHED W/COLD FINISH TOLERANCES, ANY MFG, BY DESCRP
0100000080 | ACTIVE | 99999999 | 12120100 | 1105 | FT | MECH | TUBE, BOILER 1-3/4" OD X 0.220" MW, SA213T22, 20'L, HOT FINISH WITH COLD FINISH TOLERENCES, ANY MFG, BY DESCRP
0100000081 | ACTIVE | 12120100 | 12120100 | 763 | FT | MECH | TUBE, BOILER, 1-3/4" OD X 0.203" MW, SA213T22, 20'L, HOT FINISHED WITH COLD FINISH TOLERANCES, ANY MFG, BY DESCRP
0100000365 | ACTIVE | 33333333 | 12120100 | 380 | FT | MECH | TUBE, BOILER, 2" OD X 0.221" MW, SA209T1A, 20'L, HOT FINISHED WITH COLD FINISH TOLERANCES, ANY MFG, BY DESCRP
0100000079 | ACTIVE | 99999999 | 12120100 | 1380 | FT | MECH | TUBE, BOILER, 1-3/4" OD X 0.180" MW, SA213T22, 20'L, HOT FINISHED WITH COLD FINISH TOLERANCES, ANY MFG, BY DESCRP
0100004173 | ACTIVE | 13030302 | 13030302 | 100 | FT | MECH | HOSE, SANDBLAST, 2-1/2", 200 FT, ALLEN SHERMAN HOFF, SP225238, WU: U1-4 BAGHOUSE ASH LOCK VENT LINES
0100004173 | ACTIVE | 13030302 | 13030303 | 200 | FT | MECH | HOSE, SANDBLAST, 2-1/2", 200 FT, ALLEN SHERMAN HOFF, SP225238, WU: U1-4 BAGHOUSE ASH LOCK VENT LINES
3020056689 | ACTIVE | 13030402 | 13030402 | 1 | EA | MECH | CONVEYOR, GEARBOX LIMESTONE (GYPSUM) BUDDY BOX C-FACE, 35 RPM OUTPUT, SUMITOMO, LHYJ-3E175Y-Y1-53-256TC,Q8E, 3-15/16"
6810409299 | ACTIVE | 13030601 | 13030601 | 605 | LB | CHEM | CHEMICAL, EDTA, 55 LB BAG, CRYSTAL, 99% SODIUM, VERSENE 220, DOW CHEM, TA-810110
4730133727 | ACTIVE | 33333333 | 13030603 | 1 | EA | MECH | JOINT, EXPANSION, FABRIC, CONVOLUTE DESIGN, RAYBESTOS MANHATTAN INDUS, EJ-7, PNM DRW S-1155B & SPEC PD-GE-84-06-01, GROUP HG4, WU:U-3&4
0100005772 | ACTIVE | 33333333 | 13030604 | 2 | EA | ELEC/INS | UNIT, POWER ELECTRONIC EBN853 800NM, AC115V 1PH, 60HZ, RS232+HART, W/O CABLE, ABB, V68853.0105.381.383.385.335.692.680.253.Z1E
0100005791 | ACTIVE | 33333333 | 13030700 | 30 | EA | MECH | JOINT, EXPANSION, SKY CLIMBER PORT, HIGH TEMP, ZFLEX, ZL-7050
0100005772 | ACTIVE | 33333333 | 13030704 | 2 | EA | ELEC/INS | UNIT, POWER ELECTRONIC EBN853 800NM, AC115V 1PH, 60HZ, RS232+HART, W/O CABLE, ABB, V68853.0105.381.383.385.335.692.680.253.Z1E
0100005791 | ACTIVE | 33333333 | 13030800 | 30 | EA | MECH | JOINT, EXPANSION, SKY CLIMBER PORT, HIGH TEMP, ZFLEX, ZL-7050
0100005788 | ACTIVE | 33333333 | 13030802 | 1 | EA | MECH | VALVE, PLUG, LINED W/ACTUTR & LIMIT SWTCHS, 8", CS, FLGD, 150#, NON-ASB, WCB, F2P SLV FLURSEAL, AZTECH CONTROLS, 8-R152 F/B-WCB/CD4-1-G/3500DA/AP
5350000211 | ACTIVE | 33333333 | 13030802 | 100 | LB | MECH | SAND, FINE, 100 LB, BAG, ANY MFG, BY DESCRP, WU:FOR BENDING BOILER TUBES
0100005772 | ACTIVE | 33333333 | 13030804 | 1 | EA | ELEC/INS | UNIT, POWER ELECTRONIC EBN853 800NM, AC115V 1PH, 60HZ, RS232+HART, W/O CABLE, ABB, V68853.0105.381.383.385.335.692.680.253.Z1E
0100004356 | ACTIVE | 33333333 | 13030903 | 1 | EA | MECH | COOLER, OIL, RADIATOR, 61-1/2" X 61 X 2-1/4" CORE, ALUMINUM, JOHNNYS RADIATOR, KK74
0100005757 | ACTIVE | 33333333 | 13031001 | 2 | EA | ELEC/INS | UNIT, POWER ELECTRONIC EBN853 4000NM, AC115V 1PH, 60HZ, RS232+HART, W/O CABLE, ABB, V68853.0108.381.383.385.335.344.390.680.253
0100005757 | ACTIVE | 33333333 | 13031002 | 2 | EA | ELEC/INS | UNIT, POWER ELECTRONIC EBN853 4000NM, AC115V 1PH, 60HZ, RS232+HART, W/O CABLE, ABB, V68853.0108.381.383.385.335.344.390.680.253
0100006595 | ACTIVE | 33333333 | 13031100 | 1 | EA | MECH | DEIONIZER, COOLANT, SIEMENS ENERGY, A5E32801405, WU: U-4 ID FAN VFD
0100005757 | ACTIVE | 33333333 | 13031101 | 2 | EA | ELEC/INS | UNIT, POWER ELECTRONIC EBN853 4000NM, AC115V 1PH, 60HZ, RS232+HART, W/O CABLE, ABB, V68853.0108.381.383.385.335.344.390.680.253
0100005757 | ACTIVE | 33333333 | 13031102 | 2 | EA | ELEC/INS | UNIT, POWER ELECTRONIC EBN853 4000NM, AC115V 1PH, 60HZ, RS232+HART, W/O CABLE, ABB, V68853.0108.381.383.385.335.344.390.680.253
0100000102 | ACTIVE | 13040101 | 13040101 | 5 | BG | OFF/JAN | ABSORBENT, OIL/GREASE, BAG, META MATIX, ZORBENT, INDOOR USE ONLY, FOR ANY LIQUID EXCEPT HYDRO FLUORIC ACID
4320083795 | ACTIVE | 13040303 | 13040303 | 1 | EA | MECH | SHAFT, LINE, 2-11/16"DIA, 10'L, 416 SS, PNM MACHINE SHOP, BY DESCRP, WU:WORTHINGTON MDL 16QL21, SIZE 16", RIVER WATER STATION
0100006278 | ACTIVE | 33333333 | 13040403 | 14 | EA | MECH | SEAL, JAMB, 316 SS, 18GA, BABCOCK AND WILCOX, MD-5469A/5468A, WU: U3&4 BAGHOUSE INLET/OUTLET DAMPER
0100005492 | ACTIVE | 13040501 | 13040501 | 1 | EA | ELEC/INS | ACTUATOR, MANUAL OVERRIDE, B-DA300, SS BRACKET AND COUPLINGS, DYNATORQUE, DT-50SD, WU: ALL UNITS, ABSORBER RECYCLE PUMP SUCTION VALVE
0100005492 | ACTIVE | 13040501 | 13040502 | 1 | EA | ELEC/INS | ACTUATOR, MANUAL OVERRIDE, B-DA300, SS BRACKET AND COUPLINGS, DYNATORQUE, DT-50SD, WU: ALL UNITS, ABSORBER RECYCLE PUMP SUCTION VALVE
6105291436 | ACTIVE | 33333333 | 13040600 | 1 | EA | ELEC/INS | MOTOR, BLOWER, ELECTRIC, 150 HP, 1785 RPM, 447T FR, 460 V, 3 PH, 60 HZ, BALDOR, SQ11628, S/N A1212122119, WU: FLUIDIZING BLOWERS, U-3&4
3020052670 | ACTIVE | 33333333 | 13040603 | 2 | EA | MECH | IDLER, CONVEYOR, TROUGHING, HEWITT-ROBINS CONVEYOR EQ, 4782-S-84
0100002588 | ACTIVE | 13040701 | 13040701 | 30 | BN | STRUC | LUMBER, LATH/SURVEY STAKES, 4FT L, 1-1/2IN W, 1/4-3/8IN THK, SQUARE END, ANY MFG, BY DESCRP, (BUNDLE = 50 EA )
3020052779 | ACTIVE | 13040702 | 13040702 | 2 | EA | MECH | IDLER, CONVEYOR, TROUGHING, 6"DIA, 69"L, BLTED, 35 DEG, HEWITT-ROBINS, 4603-S-60, WU:5C & 5D TRIPPER CONVEYOR, ALL UNITS
3020052720 | ACTIVE | 13040703 | 13040703 | 4 | EA | MECH | IDLER, CONVEYOR, TROUGHING, 7"DIA, 69"L, BLTED, 35 DEG, HEWITT-ROBINS CONVEYOR EQ, 4723-S-60, WU: TROUGHING TRAINER, TT#'S 5C & 5D TRIPPER C
9350000296 | ACTIVE | 13040801 | 13040801 | 20 | BG | CHEM | REFRACTORY, 55 LB BAG, GREEN REFRACTORIES CO., KS-4V/KS-4, (125 LBS= 1 CU. FT)
3020052720 | ACTIVE | 13040703 | 13040803 | 4 | EA | MECH | IDLER, CONVEYOR, TROUGHING, 7"DIA, 69"L, BLTED, 35 DEG, HEWITT-ROBINS CONVEYOR EQ, 4723-S-60, WU: TROUGHING TRAINER, TT#'S 5C & 5D TRIPPER C
4320088273 | ACTIVE | 13040901 | 13040901 | 1 | EA | MECH | SHAFT, PUMP, 17-4PH STNLESS STL, PNM MACHINE SHOP, SJS-M293, ALLIS CHALMERS, 52-326-038-002-330, WU:A-C BRINE RECIRC PMP, BC5 REC PMP
0100005757 | ACTIVE | 33333333 | 13041102 | 2 | EA | ELEC/INS | UNIT, POWER ELECTRONIC EBN853 4000NM, AC115V 1PH, 60HZ, RS232+HART, W/O CABLE, ABB, V68853.0108.381.383.385.335.344.390.680.253
0100005772 | ACTIVE | 33333333 | 13041103 | 1 | EA | ELEC/INS | UNIT, POWER ELECTRONIC EBN853 800NM, AC115V 1PH, 60HZ, RS232+HART, W/O CABLE, ABB, V68853.0105.381.383.385.335.692.680.253.Z1E
3040058210 | ACTIVE | 33333333 | 21010100 | 1 | EA | MECH | SHAFT, PUMP, 2-7/16"OD, 126-1/4"L, 17-4PH STNLESS STL, PNM MACHINE SHOP, SJS-M621
4730126838 | ACTIVE | 33333333 | 21010100 | 1 | AS | MECH | TUBE, FEED ASSY, 15'2-7/8"L, DIAMOND POWER, F26151-6183
4140000391 | ACTIVE | 33333333 | 21010100 | 1 | ST | MECH | TUBE, FEED, ASSY, 16' 9-7/8"L, DIAMOND POWER, F26151-6202
5120128961 | ACTIVE | 21030202 | 21030202 | 1 | EA | TOOL | BLADE, CUTTING, KNIFE, 10'L, POLY, KOMLINE-SANDERSON ENGINEE, P1924-00039A, LIMESTONE
3020054338 | ACTIVE | 21030203 | 21030203 | 4 | EA | MECH | GEAR, WELDED, 6''L, COPES-VULCAN, CV324224-4105, WU:DIAMOND POWER SOOTBLOWER MDL IK-525B & IK-545B, U-3&4
3040056370 | ACTIVE | 21030204 | 21030204 | 1 | EA | MECH | SHAFT, PUMP, GOULDS, 101-3216-2216, WU: GOULDS DEMINERALIZER SUMP PUMP, PNM MACHINE SHOP, SJS-M681
9530000208 | ACTIVE | 33333333 | 21030204 | 35 | FT | MECH | MEMBRANE, BAR, .250 OD, 5 ' LONG, AISI 1018CF, B & W, 3000137, WU: 2-3/4" MEMBRANE TUBE ON 3" CENTERS
9530000216 | ACTIVE | 33333333 | 21040200 | 50 | FT | MECH | MEMBRANE, BAR, .250 OD,.503, 5' LONG, CARBON STEEL, AISI 1018CF, B & W, 4645634, WU:2-1/2" BOILER TUBE X 3 CENTERS; B&W RADIANT BOILER, U-3&4
0100004971 | ACTIVE | 33333333 | 21040204 | 4 | EA | MECH | EXTENSION, HIGH TEMP 3/4", IGNITOR LT, BABCOCK & WILCOX, 6354284, WU:ALL UNITS
0100002992 | ACTIVE | 21050001 | 21050001 | 8 | EA | MECH | CAGE, FILTER, 16 WIRE FOR NONMINAL 6" 150 X 10M (BAGS), BABCOCK & WILCOX, 6377893, WU:U3&4 BAGHOUSE (1 EA= TOP, MIDDLE & BOTTOM SECTION)
5330176925 | ACTIVE | 21050106 | 21050106 | 2 | EA | MECH | GASKET, NON-ASBESTOS, GENERAL ELECTRIC CO., 341A2968P0093, WU:GE TURB 170X650,763,764, COMBINED REHEAT & UP HEAD VLV, U1,3,4
5330212084 | ACTIVE | 21060106 | 21060106 | 3 | EA | MECH | GASKET, 38-1/2"ID X 40-1/2"OD X 0.285"THK, 304 SS/CERAMIC, NON-ASBESTOS, ANY MFG, BY DESCRP
5330172221 | ACTIVE | 21060106 | 21060106 | 1 | EA | MECH | GASKET, FLANGE, 49-3/4"ID X 51-1/4"OD, 0.175"THK, ROUND, 304 SS/CERAMIC, NON-ASB, GENERAL ELECT CO., 341A2968P0043, WU:GE TURBNS 170X763, 170X764
5330174540 | ACTIVE | 21070100 | 21070100 | 2 | EA | MECH | GASKET, SPIRAL WOUND, 68-3/4"ID X 70-1/4"OD X 0.175"THK, ROUND, NON-ASBESTOS, G.E. CO.,106A9401P0079, WU:GE TRBN 170X650, SEQ 3292 X-OVER H
5330187898 | ACTIVE | 99999999 | 21070100 | 1 | EA | MECH | GASKET, 745 DEG F/147-162 PSI, NON-ASBESTOS, GENERAL ELECTRIC COMPANY, 341A2968P0045
0100003059 | ACTIVE | 33333333 | 21080402 | 24 | KT | MECH | SEAL, KIT, BABCOCK & WILCOX, 6346910, WU:U3&4 BAGHOUSE INLET/OUTLET DAMPER
5610000019 | ACTIVE | 21080600 | 21080600 | 60 | BG | CHEM | CONCRETE, REDI-MIX, 60-90 LB, BAG, ANY MFG, BY DESCRP
5350000252 | ACTIVE | 33333333 | 21090400 | 2500 | LB | TOOL | ABRASIVE, GLASS, BEADS, 0.0059"- 0.0035", 50 LB SACK, FORTNA EQUIP, 801-210, MFG: ZERO PRODUCTS
6810408168 | ACTIVE | 33333333 | 21090400 | 2700 | LB | CHEM | CHEMICAL, SODA ASH, 50 LB BAGS, STAUFFER CHEMICAL, BY DESCRP
4730133842 | ACTIVE | 33333333 | 21100100 | 1 | EA | MECH | JOINT, EXPANSION, CONVOLUTE, RAYBESTOS MANHATTAN INDUS, BEJ9
4730133859 | ACTIVE | 33333333 | 21100100 | 1 | EA | MECH | JOINT, EXPANSION, CONVOLUTE, RAYBESTOS MANHATTAN INDUS, BEJ10
7930462663 | ACTIVE | 21100100 | 21100100 | 40 | BG | OFF/JAN | ABSORBENT, OIL/GREASE, SELECTSORB, FINE, 25 LB BAG, MOLTEN, 8893
0100002889 | ACTIVE | 21110100 | 21110100 | 6 | RO | MECH | INSULATION, TIW FIBERGLASS, 2"THK, ANY MFG, BY DESCRP
5640001508 | ACTIVE | 21110100 | 21110100 | 4 | BX | MECH | INSULATION, BLANKET, 25'L, 48"W, 1"THK, KAOWOOL, 2300 DEG MELTING PT, 3200 DEG DENSITY, ANY MFG, BY DESCRP,
5640000070 | ACTIVE | 21110100 | 21110100 | 12 | BN | MECH | INSULATION, 48''L, 24"W, 2"THK, PLAIN MINERAL WOOL, ANY MFG, BY DESCRP
6810408086 | ACTIVE | 33333333 | 22000001 | 9900 | LB | CHEM | CHEMICAL, SNOW WHITE, SACK (60BGS/PALLET), PHARMACEUTICAL GRADE, BY DESCRP, 50 LBS, ANHYDROUS GYPSUM (CALCIUM/SULFATE), ANY MFG

## Additional
STORE ROOM | ITEMS | ITEMS NOT FOR AUCTO: YES OR NO | BIN WITH QTY | QTY ON HAND | UI | DESCRIPTION | REF ITEM NO | MFG - VENDOR - NOTE | MFG - VENDOR - P/N | MFG - VENDOR | MFG - VENDOR - P/N2
SJG-I | 5999271694 |  | 01-01-05-16 | 2 | EA | BOARD, CIRCUIT, PRINTED, GENERAL ELECTRIC COMPANY, 1XS1-B201 | IR08-0013 |  |  | GENERAL ELECTRIC CO. | 1XS1-B201
SJG-I | 5999268351 |  | 01-01-05-16 | 1 | EA | BOARD, CIRCUIT, PRINTED, LOGIC, GENERAL ELECTRIC COMPANY, 1F2-D001 | IR08-0005 |  |  | GENERAL ELECTRIC CO. | 1F2-D001
SJG-I | 5999282204 | ` | 01-01-05-16 | 1 | EA | BOARD, PC GENERAL ELECTRIC CO 125D3631G0001 | IR08-0021 |  |  | GENERAL ELECTRIC COM | 125D3631G0001
SJG-I | 5999273609 |  | 01-01-05-16 | 1 | EA | BOARD, PC GROUND DETECTION 24V GENERAL ELEC 1P2-F001 | IR08-0018 |  |  | GENERAL ELECTRIC COM | 1P2-F001
SJG-I | 5999268989 |  | 01-01-05-16 | 1 | EA | BOARD, PC GROUND DETECTION GENERAL ELEC 1P2-G001 | IR08-0007 |  |  | GENERAL ELECTRIC COM | 1P2-G001
SJG-I | 5999272965 |  | 01-01-05-16 | 1 | EA | BOARD, PC VAGE COMPARATOR GENERAL ELEC 1SB3-A003 | IR08-0016 |  |  | GENERAL ELECTRIC COM | 1SB3-A003
SJG-I | 5999272569 |  | 01-01-05-22 | 2 | EA | MODULE, PROGRAM | IR01-0047 |  |  | ALLEN SHERMAN HOFF | MK1-5276-21
SJG-I | 5999271587 |  | 01-01-05-22 | 1 | EA | MODULE, PROGRAM ASSY | IR01-0048 |  |  | ALLEN SHERMAN HOFF | 5276-21
SJG-I | 5365214518 |  | 01-01-08-17 | 50 | EA | RING, SEGMENT, GENERAL ELECTRIC COMPANY, U699H067B0750 | IR99-0455 |  |  | GENERAL ELECTRIC | U699H067B0750
SJG-I | 5962250196 |  | 01-01-10-16 | 6 | EA | CIRCUIT, INTEGRATD, AUTO/MAN SW, 723DCV, JORDAN 31B016632001 | IR10-0298 |  |  | ROTORK PROCESS CONTR | 31-B-016632-001
SJG-I | 5962252135 |  | 01-01-10-16 | 40 | EA | CIRCUIT, INTEGRATED, 12V, GTE ECG 9325, WU:FORNEY SYS ANNUNC | IR10-0306 |  |  | FORNEY CORPORATION | X-70768-00
SJG-I | 5962251772 |  | 01-01-10-16 | 12 | EA | CIRCUIT, INTEGRATED, AMPL/OPERATIONAL, TEXAS INSTRUMENTS, SN72307, WU:BAILEY R-W DRIVE, FORNEY SYSTEMS | IR10-0303 |  |  | FORNEY CORPORATION | X-71394-00
SJG-I | 5962251384 |  | 01-01-10-16 | 17 | EA | CIRCUIT, INTEGRATED, DUAL/CNTRL, 8, FAIRCHILD INDUSTRIAL PROD, UA741CP, WU:SCRUBBER CONTROL, FORNEY, DATAWATCH | IR10-0301 |  |  | FORNEY CORPORATION | X71401-00
SJG-I | 5962250733 |  | 01-01-10-16 | 16 | EA | CIRCUIT, INTEGRATED, GTE ECG 2322, WU:FORNEY BURNER MNGT & | IR10-0300 |  |  | FORNEY CORPORATION | X-76206-00
SJG-I | 5961007225 |  | 01-01-10-16 | 2 | EA | CIRCUIT, INTEGRATED, GTE ECG2013, WU:STOCKFEEDERS, U-1,2,3,4 | IR10-0297 |  |  | STOCK EQUIPMENT COMP | 16-205-705-01
SJG-I | 5962250691 |  | 01-01-10-16 | 4 | EA | CIRCUIT, INTEGRATED, GTE ECG7493A, WU:BURNER MNGT & ANNUNCIA | IR10-0299 |  |  | GTE SYLVANIA, ELECTR | ECG 7493A
SJG-I | 5962252101 |  | 01-01-10-16 | 10 | EA | CIRCUIT, INTEGRATED, GTE ECG9332, WU:FORNEY SYS ANNUNCIATOR | IR10-0305 |  |  | GTE SYLVANIA, ELECTR | ECG9332
SJG-I | 5962252069 |  | 01-01-10-16 | 9 | EA | CIRCUIT, INTEGRATED, HV INVERTER, FAIRCHILD, 9110DMQB, WU:FO | IR10-0304 | IR01-0687 |  | GTE SYLVANIA, ELECTR | ECG 9110
SJG-I | 5962251590 |  | 01-01-10-16 | 4 | EA | CIRCUIT, INTEGRATED, VAGE REG, GTE ECG923, WU:MOHAWK DATA SC | IR10-0302 |  |  | MOHAWK DATA SCIENCES | 261015401
SJG-I | 5961007142 |  | 01-01-10-16 | 4 | EA | DIODE, LED, STOCK EQUIP 0310600010, WU:STKFEEDERS, U-1,2,3,4 | IR10-0296 |  |  | STOCK EQUIPMENT COMP | DWG #C13811
SJG-I | 5961006151 |  | 01-01-10-16 | 10 | EA | DIODE, ZENER, 27V, 0.50W, GAITRONICS 48101-013, WU:GAITRONIC | IR10-0294 |  |  | GTE SYLVANIA, ELECTR | ECG 5003A
SJG-I | 5961007001 |  | 01-01-10-16 | 1 | EA | RECTIFIER, HARNISCHFEGER 75Z578D1, WU:P&H MAINT BAYCRANE, EL | IR10-0295 |  |  | HARNISCHFEGER CORP. | 75Z578D1
SJG-I | 5961006136 |  | 01-01-10-16 | 6 | EA | TRANSISTOR, KIT/NPN, GAI-TRONICS 120507-002, WU:GAI-TRONICS | IR10-0293 |  |  | GAI-TRONICS CORPORAT | 48411-003
SJG-I | 5961006128 |  | 01-01-10-16 | 6 | EA | TRANSISTOR, KIT/PNP, GAI-TRONICS 12507-001, WU:GAI-TRONICS | IR10-0292 |  |  | GAI-TRONICS CORPORAT | 48411-002
SJG-I | 5961006003 |  | 01-01-10-16 | 6 | EA | TRANSISTOR, NPN/GENL PURP, MOTOROLA 2N2193A, WU:BETA ANNUCIA | IR10-0285 |  |  | MOTOROLA, INC | 2N2193A
SJG-I | 5961006037 |  | 01-01-10-16 | 9 | EA | TRANSISTOR, NPN/SILICON, 1A, GTRONICS 48405001, WU:GAI&FORNE | IR10-0287 |  |  | FORNEY CORPORATION | X076401-02
SJG-I | 5961005054 |  | 01-01-10-16 | 11 | EA | TRANSISTOR, NPN/SILICON/HIGH PWR, MOTOROLA 2N3053, WU:D-P FU | IR10-0278 |  |  | MOTOROLA, INC. | 2N3053
SJG-I | 5961005039 |  | 01-01-10-16 | 4 | EA | TRANSISTOR, PNP/GERMANIUM/HIGH PWR, GTE ECG 127, WU:D-P TV MO | IR10-0277 |  |  | GTE SYLVANIA, ELECTR | ECG 127
SJG-I | 5961005328 |  | 01-01-10-16 | 6 | EA | TRANSISTOR, TRIAC/GENL PURP, 400V, GTE ECG5635, WU:AEH TURBI | IR10-0281 |  |  | RCA CORPORATION | T2700D
SJG-I | 5961005369 |  | 01-01-10-16 | 3 | EA | TRANSISTOR, UNI-JCTN, GTE ECG6400B, WU:HAGAN BOILER CNTRL SY | IR10-0282 |  |  | HAGAN CONTROLS | 181662
SJG-I | 5940239295 |  | 01-01-10-20 | 4 | EA | BLOCK, CONTACT, PHENOLIC, CRIMP INSRT SCKT, W/CONTS/MATES, AMP PRODUCTS CORPORATION, 1-205509-3 | IR10-0035 |  |  | AMP PRODUCTS CORPORA | 1-205509-3
SJG-I | 5999284986 |  | 01-01-10-20 | 1 | EA | BOARD, CIRCUIT, PRINTED, TD, HATHAWAY BETA PROCESS, 304225 | 5999284986 |  |  | HATHAWAY BETA PROCES | 304225
SJG-I | 5999284994 |  | 01-01-10-20 | 1 | EA | BOARD, CIRCUIT, PRINTED, TIMER ELIM, HATHAWAY BETA PROCESS INS, 304226-3 | IR10-0042 |  |  | BETA PRODUCTS, INC. | 304226-3
SJG-I | 5925231408 |  | 01-01-10-20 | 1 | EA | BREAKER, CIRCUIT, 175 A, 2, 2 PH, LA FRAME, SCKTWELD, ANY MFG, BY DESCRP, WU: PRECIPITATOR, UNIT 1 | IR10-0018 |  |  | SOUTHWEST POWER TOOL | BY DESCRP
SJG-I | 5962251236 |  | 01-01-10-20 | 6 | EA | CIRCUIT, INTEGRATED, AMPL/OPERATNAL, GTE SYLVANIA, ECG-923D | IR10-0040 |  |  | FORNEY CORPORATION | X-71069-00
SJG-I | 5962251095 |  | 01-01-10-20 | 6 | EA | CIRCUIT, INTEGRATED, AMPL/OPERATNL, GTE SYLVANIA, ECG 9946 | IR10-0039 |  |  | WESTINGHOUSE ELEC | 671A293H01
SJG-I | 5962250816 |  | 01-01-10-20 | 25 | EA | CIRCUIT, INTEGRATED, CMOS 4001, FAIRCHILD, CD4001 | IR10-0038 |  |  | GTE SYLVANIA, ELECTR | ECG 4001
SJG-I | 5935236074 |  | 01-01-10-20 | 5 | EA | CONNECTOR, SIEMENS-ALLIS, 25109401011 | IR10-0034 |  |  | ALLIS-CHALMERS | 25109401011
SJG-I | 5920226338 |  | 01-01-10-20 | 6 | EA | FUSE, LEEDS & NORTHRUP, 014111 | IR10-0017 |  |  | LEEDS & NORTHRUP | 014111
SJG-I | 6680338644 |  | 01-01-10-20 | 4 | EA | GLASS, GAUGE, SIGHT/CLR, 1-3/8"W, 11"L, 11/16"THK, FLAT, THE | IR01-0718 |  |  | JERGUSON GAGE & VALV | A7
SJG-I | 4810128233 |  | 01-01-10-20 | 3 | EA | PLUG, VALVE, 6", 150 LB, DEZURIK CORPORATION, 1044051 | IR10-0032 |  |  | DEZURIK CORPORATION | 1044051
SJG-I | 5905217732 |  | 01-01-10-20 | 2 | EA | POTENTIOMETER, 10 K OHM, 2 W, ALLEN-BRADLEY, JA1N056P103UA | IR10-0012 |  |  | GENERAL ELECTRIC CO. | 44A337916108
SJG-I | 5905218235 |  | 01-01-10-20 | 2 | EA | POTENTIOMETER, WIREWOUND/TRIMPOT, 500 DC V, 5 K OHM, 1 W, +/ | IR10-0013 |  |  | VRN INTERNATIONAL | 450-10-5K
SJG-I | 4810135451 |  | 01-01-10-20 | 1 | EA | SLEEVE, PKNG, NON-ASB, CONTROL COMPONENTS, INC., 320-402-444 | IR10-0010 |  |  | CONTROL COMPONENTS, | 320-402-444
SJG-I | 5961006839 |  | 01-01-10-20 | 2 | EA | TRANSISTOR, LEEDS & NORTHRUP, 188376 | IR10-0036 |  |  | LEEDS & NORTHRUP | 188376
SJG-I | 5961006896 |  | 01-01-10-20 | 5 | EA | TRANSISTOR, LEEDS & NORTHRUP, 188383 | IR10-0037 |  |  | LEEDS & NORTHRUP | 188383
SJG-I | 8465000753 |  | 01-01-10-21 | 24 | EA | ADAPTER, SAFETY/TIE OFF, DBI/SALA, L967, WU:SAFETY, FALL PRO | IR10-0366 |  |  | DBI/SALA | L967
SJG-I | 6350000151 |  | 01-01-10-21 | 2 | EA | ALARM, AUDIBLE SIGNAL, 250 AC/DC V, 4-16 MA A, 60-80 DB AT 2 | IR10-0342 |  |  | P. R. MALLORY AND CO | SC250P
SJG-I | 6680338511 |  | 01-01-10-21 | 1 | EA | CABLE, INSULATED, DRIVE 6", TYPE MC0120, MCCROMETER BY DESCR | IR10-0347 |  |  | MCCROMETER CORP | BY DESCRP
SJG-I | 6680339477 |  | 01-01-10-21 | 3 | EA | GLASS, GAUGE, 1-3/8"W, 10"L, 11/16"THK, FLAT, WU: NO.1 HOTWE | IR10-0350 |  |  | JERGUSON GAGE & VALV | A6
SJG-I | 6680341325 |  | 01-01-10-21 | 1 | EA | GLASS, GAUGE, 2-1/2"OD, 1/2"THK, FLAT, ANCHOR PACKING CO, BY DESCRP, FISCHER & PORTER CO, 332B010G30, WU:FISCHER & PORTER FLOW GLASS | IR10-0351 |  |  | FISCHER & PORTER COM | 332B010G30
SJG-I | 6625000200 |  | 01-01-10-21 | 1 | EA | METER, 4-20 MADC, F&P 158B002U01, WU:F&P ELCTRNC CNTRLD MDL | IR10-0344 |  |  | FISCHER & PORTER COM | 158B002U01
SJG-I | 6625000093 |  | 01-01-10-21 | 1 | EA | METER, ELECTRICAL, 0-300 AMP, 3-1/2"BLK WINDOW, HOFF 50162141LSRX | IR10-0343 |  |  | GENERAL ELECTRIC COM | 50-162-141LSRX
SJG-I | 5365215325 |  | 01-01-11-08 | 1 | EA | BUSHING, GUIDE, PSTN/RD, BRONZE, BETTIS CORPORATION, 9096 | IR10-0011 | IR01-0998 |  | BETTIS CORPORATION | 9096
SJG-I | 5910223592 |  | 01-01-11-08 | 10 | EA | CAPACITOR, ELECTROLYTIC, TANTALUM, 35DCV, 2.20 UF,L&N023368 | IR10-0015 |  |  | FORNEY CORPORATION | X-070719-00
SJG-I | 5910223956 |  | 01-01-11-08 | 1 | EA | CAPACITOR, LEEDS & NORTHRUP, 023757 | IR10-0016 |  |  | LEEDS & NORTHRUP | 023757
SJG-I | 5961005112 |  | 01-01-11-08 | 8 | EA | CIRCUIT, INTEGRATED, ANLYZR, FAIRCHILD, UA4136DC, WU:WESTINGHOUSE HAGAN 02 ANALYZER, ALL UNITS | IR10-0279 |  |  | GTE SYLVANIA, ELECTR | ECG997
SJG-I | 5935232651 |  | 01-01-11-08 | 6 | EA | CONNECTOR, PRINTED CKT BD, 1800 V/ 5 A, SOLDER EYELET, DBL R | IR10-0019 |  |  | NEWARK ELECTRONICS | 29F961
SJG-I | 5935232768 |  | 01-01-11-08 | 7 | EA | CONNECTOR, PRINTED CKT BD, 1800 V/ 5 A, SOLDER EYELET, DBL R | IR10-0020 |  |  | NEWARK ELECTRONICS | 29F962
SJG-I | 5935233428 |  | 01-01-11-08 | 2 | EA | CONNECTOR, PRINTED CKT BD, 1800 V/ 5 A, SOLDER EYELET, DBL R | IR10-0021 |  |  | NEWARK ELECTRONICS | 29F960
SJG-I | 5935234186 |  | 01-01-11-08 | 4 | EA | CONNECTOR, PRINTED CKT BD, 1800 V/ 5 A, SOLDER EYELET, DBL R | IR10-0022 |  |  | NEWARK ELECTRONICS | 29F958
SJG-I | 5935234822 |  | 01-01-11-08 | 7 | EA | CONNECTOR, PRINTED CKT BD, SOLDER EYELET, BAILEY CONTROLS CO | IR10-0023 |  |  | BAILEY CONTROLS COMP | 1945424A2
SJG-I | 5961005278 |  | 01-01-11-08 | 1 | EA | DIODE, 600 V, 150 A, DO-8, EXIDE 143118056, WU:STATIC INVERTER | IR10-0280 |  |  | GTE SYLVANIA, ELECTR | ECG-6157
SJG-I | 5961005427 |  | 01-01-11-08 | 6 | EA | DIODE, BRIDGE, 600V, 8A, GTE ECG5315, WU:STACK ANALYZERS RM- | IR10-0283 |  |  | RCA CORPORATION | SK-3988/5315
SJG-I | 5961005799 |  | 01-01-11-08 | 3 | EA | DIODE, LED, BAILEY 1945387A1, WU:INTERPOSG LOGIC SYS, 762 U1 | 5961005799 |  |  | BAILEY CONTROLS COMP | 1945-387A1
SJG-I | 5961006078 |  | 01-01-11-08 | 3 | EA | DIODE, ZENER, 0.64V, 0.10W, GAITRONICS 04037, WU:GAI-TRONICS | IR10-0290 |  |  | GTE SYLVANIA, ELECTR | ECG 5070A
SJG-I | 5905218284 |  | 01-01-11-08 | 1 | EA | POTENTIOMETER, HYBRID, 5 K OHM, 2/70 DEG C W, +/-0.25%, 10, | IR10-0014 |  |  | BECKMAN INDUSTRIAL | 8146R5KL.25
SJG-I | 5945243631 |  | 01-01-11-08 | 15 | EA | RELAY, CONTROL, PWR/MAG, 120 V, 120 V, 4 NO 4 NC, 60 HZ, 16 | 5945243631 |  |  | AGASTAT TIMING INSTR | G-PIN
SJG-I | 5961006011 |  | 01-01-11-08 | 12 | EA | TRANSISTOR, INTERNTNL DEVICES 2N3644, WU:BETA ANNUCIATOR PAN | IR10-0286 |  |  | INTERNATIONAL DEVICE | 2N3644
SJG-I | 5961006052 |  | 01-01-11-08 | 6 | EA | TRANSISTOR, NPN, GAI-TRONICS CORP, 48405-004, WU:GAI-TRONICS | IR10-0289 |  |  | MOTOROLA, INC | 2N2102
SJG-I | 5961006102 |  | 01-01-11-08 | 1 | EA | TRANSISTOR, NPN, GAI-TRONICS CORP, 48410-001, WU:GAI-TRONICS | IR10-0291 |  |  | GAI-TRONICS CORPORAT | 48410-001
SJG-I | 5961006045 |  | 01-01-11-08 | 9 | EA | TRANSISTOR, PNP, GAI-TRONICS CORP, 4045, WU:GAITRONICS | IR10-0288 |  |  | GAI-TRONICS CORPORAT | 4045
SJG-I | 4320081807 |  | 01-01-11-13 | 7 | EA | IMPELLER, W/WEAR RINGS, WORTHINGTON PUMPS, 976378-19 | IR96-0007 |  |  | WORTHINGTON PUMPS | 976378-19
SJG-I | 5930232888 |  | 01-01-11-18 | 3 | EA | SWITCH | IR96-0028 |  |  | WESTINGHOUSE | 721J127046
SJG-I | 5130000911 |  | 01-01-11-19 | 110 | EA | ABRASIVE, DISC, SURFACE CONDITIONING, AL OXIDE, 7"DIA, CRSE | IR10-0127 |  |  | 3M/GENERAL OFFICES | 00751
SJG-I | 5330201178 |  | 01-01-11-19 | 24 | EA | GASKET, CONVEYOR, 6", 6-516" ID X 8-1/2" OD, NUVAFLEX, NON-ASB, UCC, 17024, WU: UCC ASH HANDLING SYSTEM CONVEYOR LINE | IR10-0133 |  |  | UNITED CONVEYOR CORP | 17024
SJG-I | 5330196410 |  | 01-01-11-19 | 2 | EA | GASKET, TORQUE TUBE ARM, NON-ASB, FISHER CONTROLS CO, 1E5629 | IR10-0131 |  |  | FISHER CONTROLS COMP | 1E5629X0072
SJG-I | 5330215640 |  | 01-01-11-19 | 2 | EA | GLAND, PACKING, NON-ASB, UCC, 19714-1 | IR10-0047 |  |  | UNITED CONVEYOR CORP | 19714-1
SJG-I | 5330219964 |  | 01-01-11-19 | 2 | EA | O-RING, HEAD, BUNA-N, VIKING PUMP DIVI, 2-512-022-860, WU:IK | IR10-0138 |  |  | VIKING PUMP DIVISION | 2-512-022-860
SJG-I | 5905219134 |  | 01-01-11-19 | 1 | EA | POTENTIOMETER, GAI-TRONICS CORP, 3105 | IR10-0049 |  |  | GAI-TRONICS CORP | 3105
SJG-I | 5330220582 |  | 01-01-11-19 | 1 | EA | RING, SEALING, A-C COMPRESSOR CORP, 16-630-134-012, WU:A-C S | IR10-0140 |  |  | ALLIS-CHALMERS | 16-630-134-012
SJG-I | 5330214940 |  | 01-01-11-19 | 2 | KT | SEAL, KIT, ACTR, (2) 13-05 THD SEAL, (4) 14-30 AIR PASS SEAL | IR10-0046 |  |  | RAYMOND CONTROL SYS | KT-0100-SIL
SJG-I | 5330201954 |  | 01-01-11-19 | 2 | EA | SEAL, OIL/GREASE, 65562, SINGLE LIP, 2.750"ID, 3.505"OD, 0.5 | IR10-0134 |  |  | UNITED CONVEYOR CORP | 40621-6
SJG-I | 6350000029 |  | 01-01-11-21 | 1 | EA | ALARM, AUDIBLE SIGNAL, 250 AC/DC V, 4-16 MA A, 60-80 AT 2', | IR10-0339 |  |  | P. R. MALLORY AND CO | SC250J
SJG-I | 6350000037 |  | 01-01-11-21 | 2 | EA | ALARM, AUDIBLE SIGNAL, 250 AC/DC V, 4-16 MA A, 60-80 AT 2', | IR10-0340 |  |  | P. R. MALLORY AND CO | SC250
SJG-I | 6350000094 |  | 01-01-11-21 | 1 | EA | ALARM, AUDIBLE SIGNAL, 250 AC/DC V, 4-16 MA A, 60-80 AT 2', | IR10-0341 |  |  | P. R. MALLORY AND CO | SC250K
SJG-I | 6680344006 |  | 01-01-11-21 | 1 | AS | ASSEMBLY, METRISITE, FISHER CONTROLS CO, 1U8909X0012, WU:ELEC TRANSMITTER LEVEL CONTROL | IR10-0361 |  |  | FISHER CONTROLS CO. | 1U8909X0012
SJG-I | 6680339089 |  | 01-01-11-21 | 6 | EA | BODY, ACRYLIC, 0.400-4.500 GPM, BROOKS INSTRUMENT, BY DESCRP, WU:BROOKS MITE FLOW INDICATOR MDL 2001 | IR10-0349 |  |  | BROOKS INSTRUMENT | BY DESCRP
SJG-I | 6680343446 |  | 01-01-11-21 | 2 | EA | CABLE, INSULATED, DRV, HONEYWELL INC, 30676862001, WU: MULTI-POINT RECORDER | IR10-0360 |  |  | HONEYWELL, INC. | 30676862001
SJG-I | 6680338750 |  | 01-01-11-21 | 1 | EA | CABLE, INSULATED, DRV, MCCROMETER D0050-00, WU:FLOWMETER MDL | IR10-0348 |  |  | MCCROMETER CORP | D0050-00
SJG-I | 6685362235 |  | 01-01-11-21 | 1 | EA | CONTROLLER, PNEUMATIC, PRES, 0-20 PSI/0-30"HG VAC, 225 PSI PROOF PRES, TEFLON DPHGM SEAL, UNITED ELECTRIC CONTROLS, J400-552 | IR10-0362 |  |  | UNITED ELECTRIC CONT | J400-552
SJG-I | 6680341358 |  | 01-01-11-21 | 1 | EA | GLASS, GAUGE, 4-7/8"OD, 1/2"THK, FLAT, ANCHOR PACKING CO, BY DESCRP, FISCHER & PORTER CO, 332B018G30, WU:FISCHER & PORTER FLOW GLASS | IR10-0353 |  |  | FISCHER & PORTER COM | 332B018G30
SJG-I | 6680342059 |  | 01-01-11-21 | 15 | EA | GLASS, GAUGE, LIQ LEVEL, 11.024"L, WU:LIQUID LEVEL GAGE, SER | IR10-0359 |  |  | JERGUSON GAGE & VALV | #7A
SJG-I | 6680342026 |  | 01-01-11-21 | 6 | EA | GLASS, GAUGE, PLAIN, 1"W, 15"L, 5/8"THK, WU:JRGSN LIQUIDLVEL | IR10-0357 | IR01-0667 |  | JERGUSON GAGE & VALV | 15DA
SJG-I | 6680342034 |  | 01-01-11-21 | 4 | EA | GLASS, GAUGE, PLAIN/CLR, 1"W, 12"L, 9/16"THK, FLAT, WU:LIQ L | IR10-0358 |  |  | JERGUSON GAGE & VALV | #12DA
SJG-I | 6680341531 |  | 01-01-11-21 | 2 | EA | GLASS, GAUGE, REFLEX/CLR, 1"W, 18"L, 1/2"THK, FLAT, ANCHOR P | IR10-0356 |  |  | JERGUSON GAGE & VALV | 18-DB
SJG-I | 6680341440 |  | 01-01-11-21 | 2 | EA | GLASS, GAUGE, REFLEX/CLR, 11"L, FLAT, ANCHOR PACKG BY DESCRP | IR10-0355 |  |  | JERGUSON GAGE & VALV | 11-D
SJG-I | 6650000182 |  | 01-01-11-21 | 8 | FT | GLASS, SIGHT, MAGNFYG/CNINOUS, 1/2"OD, ERNST GAGE BY DESCRP | IR10-0346 |  |  | ERNST GAGE COMPANY | BY DESCRP
SJG-I | 6625000879 |  | 01-01-11-21 | 1 | EA | METER, ELECTRICAL, AMP, EXIDE 136402198, WU:GAITRNCS BATRY CHARGER | IR10-0345 |  |  | EXIDE POWER SYSTEMS | 136-402-198
SJG-I | 6680341416 |  | 01-01-11-21 | 2 | EA | SHIELD, LEVEL GA, MICA, WU:JERGUSON TRANSPARENT GAUGE | IR10-0354 |  |  | JERGUSON GAGE & VALV | P-4453-13
SJG-I | 6695394608 |  | 01-01-11-21 | 1 | EA | TRANSDUCER, PRESSURE,0-30"H2O, 303 SS/VITON, ASCO, TA30A32, | IR10-0364 |  |  | AUTOMATIC SWITCH CO. | TA30A32
SJG-I | 6130000240 |  | 01-01-11-24 | 16 | EA | CHARGER, BATTERY, RADIO, ERICSSON, BML16151/205, WU: GE PCS 1200 HANDHELD RADIO, OUTAGE COMMUNICATION | IR10-0327 |  |  | ERICSSON | BML16151/205
SJG-I | 6210000037 |  | 01-01-11-24 | 152 | EA | GUARD, FIXTURE, LMP, 150 W, PLAST, DANIEL WOODHEAD 380 | 6210000037 |  |  | DANIEL WOODHEAD INC. | 380
SJG-I | 5999273013 |  | 01-01-12-08 | 1 | EA | BOARD, CIRCUIT, PRINTED, OUTPUT, LEEDS & NORTHRUP, 445891, WU: L&N 7073-17 CONDUCTIVITY MONITOR, RCC 3&4,SO2, WASTEWATER | IR10-0321 |  |  | LEEDS & NORTHRUP | 445891
SJG-I | 5975258749 |  | 01-01-12-08 | 1 | EA | CHANNEL, MNTING/CNTRL RLY, CUTLER-HAMR, D26MC16, WU:SO2,1&2 | IR10-0315 |  |  | CUTLER-HAMMER, INC | D26MC16
SJG-I | 5962252143 |  | 01-01-12-08 | 10 | EA | CIRCUIT, INTEGRATED, AMPLIFIER, DIFFERENTIAL, SPECIAL SUBSYSTEM, LINEAR, RCA CA3051, WU:FORNEY SYSTEM | IR10-0307 |  |  | RCA CORPORATION | CA3051
SJG-I | 5962253299 |  | 01-01-12-08 | 9 | EA | CIRCUIT, INTEGRATED, DECODER, GAITRONIC 48705-002 WU:GAITRON | IR10-0313 |  |  | GTE SYLVANIA, ELECTR | ECG 832
SJG-I | 5962252788 |  | 01-01-12-08 | 9 | EA | CIRCUIT, INTEGRATED, GTE ECG4029B, WU:FORNEY SYSTEMS | IR10-0310 |  |  | FORNEY CORPORATION | CD4029AE
SJG-I | 5962252762 |  | 01-01-12-08 | 3 | EA | CIRCUIT, INTEGRATED, INVERTER, GTE ECG4049, WU:FORNEY SYSTEM | IR10-0309 |  |  | FORNEY CORPORATION | CD4049AE
SJG-I | 5962253281 |  | 01-01-12-08 | 1 | EA | CIRCUIT, INTEGRATED, OSCILLATOR, GAITRONICS 12550003 WU:GAIT | IR10-0312 |  |  | GAI-TRONICS CORPORAT | 12550-003
SJG-I | 5962252754 |  | 01-01-12-08 | 4 | EA | CIRCUIT, INTEGRATED, QUAD/SELECTED GATE, FORNEY, X-76347-12, | IR10-0308 |  |  | FORNEY CORPORATION | X-76347-12
SJG-I | 5975260034 |  | 01-01-12-08 | 16 | EA | CONNECTOR, CONDUIT, SWIVEL, 1/2", I-T-E IMPERIAL CORP 16-15 | IR10-0316 |  |  | I-T-E IMPERIAL CORPO | 16-50
SJG-I | 5962252796 |  | 01-01-12-08 | 3 | EA | DIODE, ARRAY/DIP, TEXAS INSTRUMENTS, D139N, WU:FORNEY SYSTEM | IR10-0311 |  |  | FORNEY INTERNATIONAL | X77927-00
SJG-I | 5975272187 |  | 01-01-12-08 | 2 | EA | ELECTRODE, ASSY, HONEYWELL 31022289, WU:ASH SYS PH CNTR LOOP | IR10-0319 |  |  | LEEDS & NORTHRUP | 022289
SJG-I | 5975260232 |  | 01-01-12-08 | 2 | EA | FITTING, SEALING, CONDUIT, 3/4", ALUM, APPLETON, EYSM-75A | IR10-0318 |  |  | APPLETON ELECTRIC CO | EYSM-75A
SJG-I | 5999272395 |  | 01-01-12-08 | 25 | EA | PLUG, ELEC, GRNDED/ATTACH, 0.234"- 0.70", 125V, 15A, 3 WIRE | IR10-0320 |  |  | HUBBELL LIGHTING DIV | 5266-C
SJG-I | 3110069527 |  | 01-01-12-10 | 1 | EA | BEARING, BALL, SINGLE ROW, 1.9685"ID, 3.5433"OD, 0.7874 | IR10-0111 |  |  | FAFNIR BEARING | 210WG
SJG-I | 5999278129 |  | 01-01-12-10 | 2 | EA | BOARD, CIRCUIT, PRINTED, XMTRR, ABB KENT-TAYLOR INC, 125S615 | IR10-0057 |  |  | ABB KENT-TAYLOR, INC | 125S615
SJG-I | 3950000202 |  | 01-01-12-10 | 6 | EA | BRUSH, ELECTRICAL, MTR, 1-1/8"W, 2"L, 1/2"THK, CARBON, HARNISCHFEGER CORP., 73Q10D1 | IR10-0118 |  |  | HARNISCHFEGER CORP. | 73Q10D1
SJG-I | 3950000210 |  | 01-01-12-10 | 6 | EA | BRUSH, ELECTRICAL, SHUNT WIRE/TERM, 5/8"W, 1-1/4"L, 5/16"THK, CARBON, FORKED TERM, HARNISCHFEGER CORPORATION, 73Q10D3, WU:P&H HARNISCHFEGER | IR10-0119 |  |  | HARNISCHFEGER CORP. | 73Q10D3
SJG-I | 5962252010 |  | 01-01-12-10 | 10 | EA | CIRCUIT, INTEGRATED, AMPL/OPERATIONAL, 30 DC V, 8, 187 MW, GTE SYLVANIA, ELECTRONIC, ECG 922M | IR10-0055 |  |  | GTE SYLVANIA, ELECTR | ECG 922M
SJG-I | 5962252002 |  | 01-01-12-10 | 6 | EA | CIRCUIT, INTEGRATED, REG, 5 DC V, 1.50 A, GTE SYLVANIA, ELEC | IR10-0054 |  |  | GTE SYLVANIA, ELECTR | ECG 309K
SJG-I | 5950250042 |  | 01-01-12-10 | 5 | EA | COIL, ELECTRICAL, 115 V, 60 HZ, SCOVILL MANUFACTURING C | 5950250042 |  |  | SCHRADER-BELLOWS DIV | 593-125
SJG-I | 3915000826 |  | 01-01-12-10 | 52 | EA | DIAPHRAGM, UPPER, UCC, 408108, WU: UCC FLY ASH SYSTEM | IR10-0117 |  |  | UNITED CONVEYOR CORP | 408108
SJG-I | 5961001848 |  | 01-01-12-10 | 1 | EA | DISPLAY, LED, TRANSMATION INC., A9 | IR10-0052 |  |  | TRANSMATION INC. | A9
SJG-I | 6105290834 |  | 01-01-12-10 | 1 | EA | GEARMOTOR, CRAMER/6 POLE, 4 RPM, UCC, 353307-2 | IR10-0058 |  |  | UNITED CONVEYOR CORP | 353307-2
SJG-I | 5330215855 |  | 01-01-12-10 | 1 | AS | GLAND, PACKING, NON-ASB, UCC, 4401-50 | IR10-0048 |  |  | UNITED CONVEYOR CORP | 4401-50
SJG-I | 4320076344 |  | 01-01-12-10 | 1 | EA | IMPELLER, 5-7/8"DIA, PEABODY BARNES INC, 53416, WU:PEABODY BARNES SUBMERSIBLE GRINDER PUMP MDL SG204, DUPLEX, | IR10-0121 |  |  | PEABODY BARNES | 53416
SJG-I | 3439001409 |  | 01-01-12-10 | 1 | EA | INDICATOR, TEMPERATURE, TEMPILSTICK, 0-650 DEG F, LEAD/SULFE | IR10-0114 |  |  | MATHESON TRIGAS | BY DESCRP
SJG-I | 4810133712 |  | 01-01-12-10 | 1 | EA | PLATE, STROKE, 316 SS/ALUM, VALTEK INC, 001253.603.000 | IR10-0045 |  |  | FLOWSERVE FCD CORPOR | 001253.603.000
SJG-I | 5961005377 |  | 01-01-12-10 | 1 | EA | RECTIFIER, INDUSTRIAL, SILICON, 300 V, 40 A, 1/4 IN-28 UNF, | IR10-0053 |  |  | GTE SYLVANIA, ELECTR | ECG 5989
SJG-I | 4810118770 |  | 01-01-12-10 | 1 | EA | SEAT, VALVE, CNTRL, #6 STELLITE, MASONEILAN DIVISION, 310095 | IR10-0122 |  |  | MASONEILAN DIVISION | 310095-000-567
SJG-I | 5961001442 |  | 01-01-12-10 | 4 | EA | TRANSISTOR, COLLECTOR CURRENT, 2.50-5 A, 0.20-1 MHZ HZ, AMPE | IR10-0051 |  |  | AMPEX CORPORATION | 014-913
SJG-I | 5999287021 |  | 01-01-12-11 | 2 | EA | BOARD, CIRCUIT, PRINTED, ALARM, RILEY CO., 91TF3T24DC4C, WU:OXIDATION ANNUNCIATOR PANEL | IR10-0326 |  |  | AMETEK, INC. | 91TF3T24DC4C
SJG-I | 5999274672 |  | 01-01-12-11 | 2 | EA | BOARD, CIRCUIT, PRINTED, AMPL/SPKR, GAI-TRONICS CORP, 69651-501, WU:GAITRONICS COMMUNICATION SYS | IR10-0323 | IR00-0396 |  | GAI-TRONICS CORPORAT | 5540
SJG-I | 5999274771 |  | 01-01-12-11 | 2 | EA | BOARD, CIRCUIT, PRINTED, LOGIC, 125DCV, BETA 301936-3C1K2E, | IR10-0324 |  |  | BETA PRODUCTS, INC. | 301936-3C1K2E
SJG-I | 6145000706 |  | 01-01-12-11 | 800 | FT | CABLE, INSULATED, #22 AWG, SOL, TEFLON, BLK, ANY MFG, BY DESCRP | IR10-0331 |  |  | ANY MFG | BY DESCRP
SJG-I | 6145000151 |  | 01-01-12-11 | 1500 | FT | CABLE, INSULATED, #22 AWG, STR, TEFLON, BLK, OKONITE 1121120 | IR10-0329 |  |  | OKONITE CABLE & WIRE | 112-11-2000
SJG-I | 6145001720 |  | 01-01-12-11 | 480 | FT | CABLE, INSULATED, #22 AWG, TEFLON, GREEN, ALPHA 5855/4, UL S | IR10-0333 |  |  | ALPHA WIRE CORP. | 5855/4
SJG-I | 6145001696 |  | 01-01-12-11 | 100 | FT | CABLE, INSULATED, RIBN, #22 AWG, CU, 20 C, 19/34 STR, PVC, 600 V, 105 DEG C, ALPHA WIRE CORP., 3532 | IR10-0332 |  |  | NEWARK ELECTRONICS | 37F145WA
SJG-I | 6145000573 |  | 01-01-12-11 | 1000 | FT | CABLE, INSULATED, TEST LEAD, #18 AWG, CU, STR, RUBR, RED, 5 KV, -30 DEG C/+90 DEG C, ALPHA WIRE CORP., 1636 | IR10-0330 |  |  | ALPHA WIRE CORP. | 1636
SJG-I | 5999276750 |  | 01-01-12-11 | 2 | EA | CONTACT, ELECTRICAL, ASSY/STAB, SIEMENS-ALLIS, 25-106-944-501, WU:A-C 480 V MOTOR CONTROL CENTERS | IR10-0325 |  |  | ALLIS-CHALMERS | 25-106-944-501
SJG-I | 5999273450 |  | 01-01-12-11 | 3 | EA | MODULE, ALARM/FLASHER, ROCHESTER INSTR AN-093A-13 WU:STATIC | IR10-0322 |  |  | ROCHESTER INSTRUMENT | AN-093A-13
SJG-I | 5925232026 |  | 01-01-12-16 | 1 | EA | BREAKER, CIRCUIT, SHORT DELAY, 5A, 1POLE, AIRPAX, APG-1-1-51 | IR10-0214 |  |  | AIRPAX CORPORATION | APG-1-1-51-502-01
SJG-I | 5925232042 |  | 01-01-12-16 | 2 | EA | BREAKER, CIRCUIT, SHORT DELAY, 7-1/2 A, 1, AIRPAX, APG-1-REC | IR10-0215 |  |  | AIRPAX CORPORATION | APG-1-REC5-51-752-01
SJG-I | 3040056107 |  | 01-01-12-16 | 2 | EA | GUIDE, MECHANICAL, PSTN, COLLINS INSTRUMENTS, 1001434, WU:UC | IR10-0109 |  |  | DEZURIK CORPORATION | A-10565
SJG-I | 3040055869 |  | 01-01-12-16 | 1 | EA | PISTON, ASSY, AL, BETTIS CORPORATION, 42404, WU:BETTIS CB-31 | IR10-0108 |  |  | BETTIS CORPORATION | 16227
SJG-I | 3040056412 |  | 01-01-12-16 | 1 | EA | PISTON, CYL, 6"X 3/4", STL/RUBR BONDED, UCC, 44292, WU:UCC A | IR10-0110 |  |  | UNITED CONVEYOR CORP | 44292
SJG-I | 6110297261 |  | 01-01-12-17 | 2 | EA | CONTACTOR, 110/120V, 200A, 50/60 HZ, WU:PRECIP CNTRL MODULES | IR10-0434 |  |  | HAMON RESEARCH-COTTR | 49712-L1
SJG-I | 5130000499 |  | 01-01-12-23 | 1 | EA | ABRASIVE, WHEEL, GRIND, 12"DIA, 2", 1-1/4", CRSE GRIT, RADIA | IR10-0126 |  |  | CARBORUNDUM COMPANY | HA68C
SJG-I | 5130000291 |  | 01-01-12-23 | 1 | EA | ABRASIVE, WHEEL, GRIND, 12"DIA, 2", 1-1/4", RADIAC ABRASIVE, | IR10-0125 |  |  | CARBORUNDUM COMPANY | HA68M
SJG-I | 5325000346 |  | 01-01-13-09 | 73 | EA | ANCHOR, CONCRETE/EXPANSION, HOLLOW WALL, 5/16", 1/8", STAR EXPANSION CO., BY DESCRP | IR10-0129 |  |  | PHILLIPS DRILL | WA-18XL
SJG-I | 5325000353 |  | 01-01-13-09 | 11 | EA | ANCHOR, CONCRETE/EXPANSION, HOLLOW WALL, 5/16", 1/8", STAR EXPANSION CO., BY DESCRP | IR10-0130 |  |  | PHILLIPS DRILL | WA-18L
SJG-I | 5925230848 |  | 01-01-13-09 | 2 | EA | BREAKER, CIRCUIT, 20 A, EQ-B FRAME, BROWN BOVERI INC., BQ1-9020, WU:GOULD PANEL, CLAS CTL, TYPE NLAB, 22KAMP, SERIES 4BD586308 BREKR, | IR10-0213 |  |  | BBC BROWN BOVERI, IN | BQ1-9020
SJG-I | 5925232059 |  | 01-01-13-09 | 1 | EA | BREAKER, CIRCUIT, SHORT DELAY, 15A, 1POLE, AIRPAX, APG1-1REC | IR10-0216 |  |  | AIRPAX CORPORATION | APG1-1REC5-51-153-01
SJG-I | 5925230830 |  | 01-01-13-09 | 1 | EA | BREAKER, CIRCUIT, THERM, 250 V, 5 A, 400 HZ, POTTER & BRUMFIELD, W31-X2M1G-5, WU: SOOTBLOWING PANELS | IR10-0212 |  |  | POTTER & BRUMFIELD D | W31-X2M1G-5
SJG-I | 5910224731 |  | 01-01-13-09 | 2 | EA | CAPACITOR, 50 V, 50 MFD, AXIAL LEADS, WU: DIAMOND POWER MONITOR, UNITS 1,2,3 4 | IR10-0205 |  |  | CONSOLIDATED ELECTRI | BY DESCRP
SJG-I | 5910224970 |  | 01-01-13-09 | 2 | EA | CAPACITOR, 60DC V, 2000 UFD, GAI-TRONICS CORP, 2065, | IR10-0206 |  |  | GAI-TRONICS CORPORAT | 2065
SJG-I | 5910224640 |  | 01-01-13-09 | 8 | EA | CAPACITOR, ELECTROLYTIC, 25 WVDC, 100 MFD, PHILIPS ECG, INC, | IR10-0204 |  |  | PHILIPS ECG, INC | ECG CAE1139
SJG-I | 5910224624 |  | 01-01-13-09 | 3 | EA | CAPACITOR, ELECTROLYTIC, AL, 250 WVDC, 10 MFD, NEWARK ELECTR | IR10-0202 |  |  | NEWARK ELECTRONICS | 18F232
SJG-I | 5910224632 |  | 01-01-13-09 | 10 | EA | CAPACITOR, ELECTROLYTIC/MINTR, AL, 35 V, 25 WVDC, 25 MF, +/- | IR10-0203 |  |  | P. R. MALLORY AND CO | TT25X25B
SJG-I | 5920231965 |  | 01-01-13-09 | 2 | EA | FUSE, 440/600V, 3A, D15, GOULD INC. ELECTRIC FUSE, D15AB03, | IR10-0211 |  |  | GOULD INC. ELECTRIC | D15AB03
SJG-I | 5920229761 |  | 01-01-13-09 | 1 | EA | FUSE, CNTRL CKT, STOCK EQUIPMENT CO, FE1814, WU:STOCK EQUIP | IR10-0210 |  |  | STOCK EQUIPMENT COMP | FE1814
SJG-I | 5920228573 |  | 01-01-13-09 | 1 | EA | FUSE, SPEED CNTRL, STOCK EQUIP, 11-108-60501, RADIANT BLR, F | IR10-0209 |  |  | STOCK EQUIPMENT COMP | 11-108-60501
SJG-I | 5330201160 |  | 01-01-13-09 | 4 | EA | GASKET, NOZZLE HOLDER, 3-1/2"W, 3-1/2"L, RUBR, NON-ASB, SQ, UCC, 19933, WU:UCC ASH HANDLING SYSTEM, VALVE RELIEF, 8" PRESSURE AND VAC | IR10-0132 |  |  | UNITED CONVEYOR CORP | 19933
SJG-I | 5920227500 |  | 01-01-13-09 | 10 | EA | LINK, FUSE, SUPER LAG, 600 V, 200 A, BUSSMAN MFG. CO., LKS-2 | IR10-0207 |  |  | BUSSMAN MFG. CO. | LKS-200
SJG-I | 5920228326 |  | 01-01-13-09 | 1 | EA | LINK, FUSE, SUPER LAG, 600 V, 30 A, BUSSMAN MFG. CO., LKS-30 | IR10-0208 |  |  | BUSSMAN MFG. CO. | LKS-30
SJG-I | 5330217828 |  | 01-01-13-09 | 1 | EA | O-RING, CHEMINEER INC., 53, WU:CHEMINEER AGITATOR, MDL | IR10-0137 |  |  | CHEMINEER INC. | 53
SJG-I | 5330217737 |  | 01-01-13-09 | 9 | EA | O-RING, UNIT, 6", EASY DISCONNECT COUPLER, PROCESS EQUIPMENT | IR10-0135 |  |  | PROCESS EQUIPMENT CO | BY DESCRP
SJG-I | 5330220574 |  | 01-01-13-09 | 1 | EA | RING, SEALING, A-C COMPRESSOR CORPORATIO, 00-753-571-00-360 | IR10-0139 |  |  | ALLIS-CHALMERS | 00-753-571-00-360
SJG-I | 5305152729 |  | 01-01-13-09 | 34 | EA | SCREW, CAP, SCKT/FLAT, 5/8"DIA, 11 TPI, 1-3/4"L, CAMCAR DIV | IR10-0128 |  |  | CAMCAR DIV OF TEXTRO | BY DESCRP
SJG-I | 5961000238 |  | 01-01-13-15 | 8 | EA | DIODE, 400 V, 0.40 A, JORDAN 30B-003753-203, WU:DRIVE AMP & MI | IR10-0243 |  |  | ROTORK PROCESS CONTR | 30B-003753-203
SJG-I | 5905229034 |  | 01-01-13-15 | 1 | EA | POTENTIOMETER, 20 K OHM, 10, CLAROSTAT MFG, 623JA-20K | IR10-0173 |  |  | CLAROSTAT MFG CO | 623JA-20K
SJG-I | 5905219035 |  | 01-01-13-15 | 2 | EA | POTENTIOMETER, 200 K OHM, 0.75 W, 15, BOURNS, 3006P-1-204 | IR10-0172 |  |  | BOURNS, INC. | 3006P-1-204
SJG-I | 5905229331 |  | 01-01-13-15 | 4 | EA | POTENTIOMETER, 2-1 MEG OHM, 0.20 W, ARVIN/DIAMOND C/O F | IR10-0174 |  |  | ARVIN/DIAMOND | 8458100288
SJG-I | 5905229406 |  | 01-01-13-15 | 5 | EA | POTENTIOMETER, ADJ, 24 V, 1 K OHM, ARVIN/DIAMOND C/O FRANK G | IR10-0176 |  |  | ARVIN/DIAMOND | 84581002
SJG-I | 5905229364 |  | 01-01-13-15 | 4 | EA | POTENTIOMETER, FOCUS, 5 MEG OHM, ARVIN/DIAMOND C/O FRANK G, | IR10-0175 |  |  | ARVIN/DIAMOND | 8458100361
SJG-I | 5905229455 |  | 01-01-13-15 | 2 | EA | POTENTIOMETER, HEIGHT, 2 MEG OHM, CONRAC CORPORATION, 928423 | IR10-0177 |  |  | CONRAC CORPORATION | 928388
SJG-I | 5945248523 |  | 01-01-13-15 | 1 | EA | RELAY, CONTROL, L&N 032621, WU:ASH SYS PH CONTROL LOOPS, INS | IR10-0237 |  |  | LEEDS & NORTHRUP | 032621
SJG-I | 5945248515 |  | 01-01-13-15 | 1 | EA | RELAY, CONTROL, L&N 036597, WU:ASH SYS PH CONTROL LOOPS, INS | IR10-0236 |  |  | LEEDS & NORTHRUP | 036597
SJG-I | 5945245396 |  | 01-01-13-15 | 1 | EA | RELAY, PWR, DC/LOW VAGE, EXIDE POWER SYSTEMS DIV, 101-085511 | 5945245396 |  |  | EXIDE POWER SYSTEMS | 101-085-511
SJG-I | 5945247392 |  | 01-01-13-15 | 6 | EA | RELAY, SEALED, HOOKSWITCH, 12 VDC, 2 NC, GAITRON 45002-003 | IR10-0233 |  |  | GAI-TRONICS CORPORAT | 45002-003
SJG-I | 5945247400 |  | 01-01-13-15 | 6 | EA | RELAY, SEALED, PAGE/PARTY, 12 VDC, 4NC, GAITRONICS 45002-004 | IR10-0234 |  |  | GAI-TRONICS CORPORAT | 45002-004
SJG-I | 5945248903 |  | 01-01-13-15 | 2 | EA | SOCKET, RELAY, "A/U"-4, (DWG #Z10869-C), STOCK EQUIP 0910451 | IR10-0238 |  |  | PINON ASSOCIATES, IN | 09-104-511-03
SJG-I | 5945248440 |  | 01-01-13-15 | 2 | EA | SOCKET, RELAY, CKT BD, FORNEY INTERNATIONAL, INC, X-76819-00 | 5945248440 |  |  | FORNEY INTERNATIONAL | X-76819-00
SJG-I | 5950252279 |  | 01-01-13-15 | 1 | EA | TRANSFORMER, CONTROL, RELIANCE ELEC 411027-53S, WU:OXIDATIO | IR10-0240 |  |  | RELIANCE ELECTRIC CO | 411027-53S
SJG-I | 5950248301 |  | 01-01-13-15 | 1 | EA | TRANSFORMER, INSTRUMENT, LOW CURRENT CNTRL, 117 PRV, 1 PH, E | IR10-0239 |  |  | ESSEX INTERNATIONAL, | P-8362
SJG-I | 5950252436 |  | 01-01-13-15 | 1 | EA | TRANSFORMER, POWER, "A/U"-2, WU:STOCKFEEDERS, U1,2,3,4 | IR10-0241 |  |  | STOCK EQUIPMENT COMP | 05-008-656-01
SJG-I | 5961001012 |  | 01-01-13-15 | 12 | EA | TRANSISTOR, GTE SYLV ECG 291, WU:SO2 PLANT U-1&2 INSTRUMENTA | 5961001012 |  |  | GTE SYLVANIA, ELECTR | ECG 291
SJG-I | 5961000865 |  | 01-01-13-15 | 2 | EA | TRANSISTOR, LEEDS & NORTHRUP, 188226, WU:L&N EHC ADS CNTRL ACTUATOR, CAT# | IR10-0245 |  |  | LEEDS & NORTHRUP | 188226
SJG-I | 5961000048 |  | 01-01-13-15 | 1 | EA | TRANSISTOR, LEEDS & NORTHRUP, 188259, WU:L&N EHC ADS CONTROL ACTUATOR, CA | IR10-0242 |  |  | LEEDS & NORTHRUP | 188259
SJG-I | 5961000469 |  | 01-01-13-15 | 4 | EA | TRANSISTOR, PNP/SILICON, AF PWR, SWITCH, TO-220, GTE SYLVANIA, ELECTRONIC, ECG332, WU:TEST EQUIP, | IR10-0244 |  |  | GTE SYLVANIA, ELECTR | ECG332
SJG-I | 5910222909 |  | 01-01-14-02 | 18 | EA | CAPACITOR, 200 V, 1.50 MF, ARVIN/DIAMOND C/O FRANK G, 8505615401, WU:DIAMOND POWER TV MONITER MDL ST-1, UNITS 1,2,3&4 | IR10-0182 |  |  | ARVIN/DIAMOND | 8505615401
SJG-I | 5910222727 |  | 01-01-14-02 | 10 | EA | CAPACITOR, ELECTROLYTIC, 600 V, 0.25 MF, FEDERAL PACIFIC ELE | IR10-0180 |  |  | FEDERAL PACIFIC RELI | BY DESCRP
SJG-I | 5910222925 |  | 01-01-14-02 | 9 | EA | CAPACITOR, ELECTROLYTIC, AL, 50 DC V, 5 MFD, WELDED, SPRAGUE | IR10-0183 |  |  | SPRAGUE ELECTRIC COM | TE1303
SJG-I | 5910222735 |  | 01-01-14-02 | 3 | EA | CAPACITOR, ELECTROLYTIC, AL, 50 WVDC, 100 MF, -10/+75%, AXIA | IR10-0181 |  |  | NEWARK ELECTRONICS | 18F026
SJG-I | 5935235696 |  | 01-01-14-02 | 3 | EA | CONNECTOR, CABLE, PLUG, RACK&PANEL, SERIES 8016, .130" X .150" GRID, ELCO CORP, 8016-020-217-713 | IR10-0222 |  |  | ELCO CORP | 8016-020-217-713
SJG-I | 5935235316 |  | 01-01-14-02 | 4 | EA | PLUG, BANANA, DBL PAR, BLK, BRAS, NICKL PLTD, GEN CEM 33-010 | IR10-0219 |  |  | NEWARK ELECTRONICS | 39N896
SJG-I | 5905230347 |  | 01-01-14-02 | 2 | EA | POTENTIOMETER, 1 K OHM, 7.50 W, +/-10%, LEEDS & NORTHRU | IR10-0179 |  |  | LEEDS & NORTHRUP | 013708
SJG-I | 5935237072 |  | 01-01-14-02 | 2 | EA | RECEPTACLE, ELECTRICAL, SQ PIN, BLK, 0.025", ITT POMONA ELEC | IR10-0223 |  |  | ITT POMONA ELECTRONI | 4741-12-0
SJG-I | 5935237080 |  | 01-01-14-02 | 5 | EA | RECEPTACLE, ELECTRICAL, SQ PIN, RED, 0.025", ITT POMONA ELEC | IR10-0224 |  |  | ITT POMONA ELECTRONI | 4741-12-2
SJG-I | 5945244886 |  | 01-01-14-02 | 5 | EA | RELAY, 117V, 2A, ACROMAG 1022-005, WU:CURRENT ALARM RELAYS S | IR10-0230 |  |  | ACROMAG INC. | 1022-005
SJG-I | 5945244324 |  | 01-01-14-02 | 2 | EA | RELAY, 12 VDC, 3 A, 4PDT, GTE SYLVANIA ECG-RLY 2162 | IR10-0229 |  |  | GTE SYLVANIA, ELECTR | ECG-RLY 2162
SJG-I | 5945244290 |  | 01-01-14-02 | 1 | EA | RELAY, 12VDC, PLGIN, PARR 285 E, WU:CALORIMNTR MDL1241 COAL | IR10-0228 |  |  | PARR INSTRUMENT COMP | 285 E
SJG-I | 5945245073 |  | 01-01-14-02 | 1 | EA | RELAY, CONTROL, ABB KENT-TAYLOR 115S222, ELEC ALARM | IR10-0231 |  |  | ABB KENT-TAYLOR, INC | 115S222
SJG-I | 5945243524 |  | 01-01-14-02 | 3 | EA | RELAY, CONTROL, SERIES D-CA, CLASS 8501, SQUARE D CO, GO-40 | IR10-0226 |  |  | SQUARE D. COMPANY | GO-40
SJG-I | 5945243821 |  | 01-01-14-02 | 3 | EA | RELAY, W/FERRULE, BAILEY CONTROLS COMPANY, 258188A4 | 5945243821 |  |  | BAILEY CONTROLS COMP | 258188A4
SJG-I | 5940239576 |  | 01-01-14-02 | 20 | EA | SPLICE, CABLE, BUTT/SHORT BBL, 3/0 AWG / 2/0 WELD, CU, ORNG, | IR10-0225 |  |  | THOMAS & BETTS COMPA | 54511
SJG-I | 5930232359 |  | 01-01-14-02 | 1 | EA | SWITCH, LIMIT, TAPE, MONITROL MFG CO, B4, WU:MONITROL SOUNDI | IR10-0217 |  |  | MONITROL MFG. COMPAN | B4
SJG-I | 5930235683 |  | 01-01-14-02 | 1 | EA | SWITCH, PRESSURE, IMO IND, D2T-A3SS, WU:OXIDATN SHUTDWN SWTCH | IR10-0218 |  |  | TRANSAMERICA DELAVAL | D2T-A3SS
SJG-I | 5910224186 |  | 01-01-14-04 | 3 | EA | CAPACITOR, 150 WVDC, 10 MFD, ARVIN/DIAMOND C/O FRANK G, 8505710401, WU:DIAMOND ELECTRONICS TV MONITOR, U3&4 | IR10-0400 |  |  | SPRAGUE ELECTRIC COM | TVA-1406
SJG-I | 5910223394 |  | 01-01-14-04 | 3 | EA | CAPACITOR, ELECTROLYTIC, 40 V, 210 MF, WU:BAILEY R-W DRIVE, | IR10-0399 |  |  | SPRAGUE ELECTRIC COM | 600D217G040DL4
SJG-I | 5910223220 |  | 01-01-14-04 | 12 | EA | CAPACITOR, ELECTROLYTIC, 50 WVDC, 500 MFD, AXIAL LEADS, NEWA | IR10-0185 |  |  | NEWARK ELECTRONICS | 18F975
SJG-I | 5910223337 |  | 01-01-14-04 | 5 | EA | CAPACITOR, ELECTROLYTIC, AL, 50 DC V, 100 UF, NEWARK ELECTRO | IR10-0186 |  |  | NEWARK ELECTRONICS | 18F166
SJG-I | 5910222602 |  | 01-01-14-04 | 16 | EA | CAPACITOR, ELECTROLYTIC, TANTALUM, 35 DC V, 6.80 MF, FOXBORO | IR10-0398 |  |  | FOXBORO COMPANY | H0160 CF
SJG-I | 5910223063 |  | 01-01-14-04 | 4 | EA | CAPACITOR, VARIABLE, 5-25 PF, ROBERTSHAW CONTROLS CO, 035-950-026, WU:UCC NUVAFEEDER ASH HANDLING SYSTEM | IR10-0184 |  |  | ROBERTSHAW CONTROLS | 035-950-026
SJG-I | 5905231162 |  | 01-01-14-04 | 2 | EA | POTENTIOMETER, CERMET TRIMMING, 20 K OHM, +/-10%, 18, BECKMA | IR10-0397 |  |  | BECKMAN INDUSTRIAL | 68WR20K
SJG-I | 5910224269 |  | 01-01-14-09 | 11 | EA | CAPACITOR, 1000 V, 0.01 MFD, ARVIN/DIAMOND C/O FRANK G, 8530000071, WU:DIAMOND ELECTRONICS, TV MONITOR, UNIT 4 | IR10-0195 |  |  | ARVIN/DIAMOND | 8530000071
SJG-I | 5910224509 |  | 01-01-14-09 | 4 | EA | CAPACITOR, 15 V, 22 MFD, ARVIN/DIAMOND, BY DESCRP, WU:D-P MONITOR MDL SNA 14/C, U-3&4 | IR10-0403 |  |  | ARVIN/DIAMOND | BY DESCRP
SJG-I | 5910224194 |  | 01-01-14-09 | 5 | EA | CAPACITOR, 150 V, 2 MFD, ARVIN/DIAMOND C/O FRANK G, 8505620403, WU:DIAMOND ELECTRONICS TV MONITOR, UNITS 1,2,3 4 | IR10-0190 |  |  | ARVIN/DIAMOND | 8505620403
SJG-I | 5910224277 |  | 01-01-14-09 | 2 | EA | CAPACITOR, 150V, 20MF, ARVIN/DIAMOND, 8505720401 | IR10-0196 |  |  | NEWARK ELECTRONICS | 15F313
SJG-I | 5910224251 |  | 01-01-14-09 | 4 | EA | CAPACITOR, 1600 V, 0.50 MFD, ARVIN/DIAMOND C/O FRANK G, 8530000070, WU:DIAMOND ELECTRONICS, TV MONITOR, UNITS 1,2,3 4 | IR10-0194 |  |  | ARVIN/DIAMOND | 853000007
SJG-I | 5910225373 |  | 01-01-14-09 | 45 | EA | CAPACITOR, 20V, 10MF, BETA 102080-1, WU:ANNUCIATOR CARDS | IR10-0404 |  |  | BETA PRODUCTS, INC. | 102080-1
SJG-I | 5910224350 |  | 01-01-14-09 | 4 | EA | CAPACITOR, 240V, 153.50MF, CYBEREX 03-15-203113, WU:INVERTER | IR10-0401 |  |  | CYBEREX, LLC | 03-15-203113
SJG-I | 5910224467 |  | 01-01-14-09 | 17 | EA | CAPACITOR, 25 V, 100 MF, ARVIN/DIAMOND C/O FRANK G, 8505810103, WU:DIAMOND POWER SNA-14/C MONITOR, UNITS 1,2,3 4 | IR10-0199 |  |  | ARVIN/DIAMOND | 8505810103
SJG-I | 5910224285 |  | 01-01-14-09 | 4 | EA | CAPACITOR, 25 V, 150 MFD, ARVIN/DIAMOND C/O FRANK G, 8505815101, DIAMOND ELECTRONICS TV MONITOR, UNITS 1,2,3 4 | IR10-0197 |  |  | ARVIN/DIAMOND | 8505815101
SJG-I | 5910224228 |  | 01-01-14-09 | 1 | EA | CAPACITOR, 25 V, 2 MFD, ARVIN/DIAMOND C/O FRANK G, 8505622101, WU:DIAMOND ELECTRONICS TV MONITOR, UNITS 1,2,3 4 | IR10-0192 |  |  | ARVIN/DIAMOND | 8505622101
SJG-I | 5910223832 |  | 01-01-14-09 | 8 | EA | CAPACITOR, 25 V, 30 MFD, ARVIN/DIAMOND C/O FRANK G, 8505730101, WU:DIAMOND TV MONITOR, UNITS 1,2,3 4 | IR10-0188 |  |  | ARVIN/DIAMOND | 8505730101
SJG-I | 5910224244 |  | 01-01-14-09 | 4 | EA | CAPACITOR, 25 V, 5 MFD, ARVIN/DIAMOND C/O FRANK G, 8505650101, WU:DIAMOND ELECTRONICS TV MONITOR, UNITS 3&4 | IR10-0193 |  |  | SPRAGUE ELECTRIC CO | 6934C
SJG-I | 5910223683 |  | 01-01-14-09 | 14 | EA | CAPACITOR, 250 V, 60 MFD, ARVIN/DIAMOND C/O FRANK G, 8530000057, WU:DIAMOND POWER TV MONITER MDL ST-1, UNITS 1,2,3 4 | IR10-0187 |  |  | P. R. MALLORY AND CO | 211643
SJG-I | 5910224566 |  | 01-01-14-09 | 11 | EA | CAPACITOR, 35 V, 1 MFD, WU: DIAMOND POWER MONITOR, U-1,2,3,4 | IR10-0201 |  |  | ARVIN/DIAMOND | BY DESCRP
SJG-I | 5910224525 |  | 01-01-14-09 | 5 | EA | CAPACITOR, 450V, 2MF, ARVIN/DIAMOND, 850562-0602, WU:MONITOR | IR10-0200 |  |  | ARVIN/DIAMOND | 850562-0602
SJG-I | 5910224202 |  | 01-01-14-09 | 5 | EA | CAPACITOR, 50 V, 25 MFD, ARVIN/DIAMOND C/O FRANK G, 8505750201, WU:DIAMOND ELECTRONICS TV MONITOR, UNITS 1,2,3 4 | IR10-0191 |  |  | ARVIN/DIAMOND | 8505750201
SJG-I | 5910224392 |  | 01-01-14-09 | 1 | EA | CAPACITOR, DC, 200 V, 5400 MFD, CYBEREX SERV, 03-44-000003, WU:CYBEREX STATIC INVERTER MDL 120/25IFB1, U-3&4 | IR10-0402 |  |  | CYBEREX, LLC | 03-44-000003
SJG-I | 5910225415 |  | 01-01-14-09 | 3 | EA | CAPACITOR, ELECTROLYTIC, 100 V, 10 MFD, C & D BATTERIES, JC-69, WU:C&D BATTERY CHARGER, CNTRL BRD, INTERPHASE U-3&4 | IR10-0405 |  |  | C & D BATTERIES DIV. | JC-69
SJG-I | 5910224178 |  | 01-01-14-09 | 2 | EA | CAPACITOR, ELECTROLYTIC, 25 V, ARVIN/DIAMOND C/O FRANK G, 8505810109, WU:DIAMOND ELECTRONICS TV MONITOR, UNITS 1,2,34 | IR10-0189 |  |  | ARVIN/DIAMOND | 8505810109
SJG-I | 5910224319 |  | 01-01-14-09 | 10 | EA | CAPACITOR, ELECTROLYTIC, AL, 50 WVDC, 10 MFD, NEWARK ELECTRO | IR10-0198 |  |  | NEWARK ELECTRONICS | 18F163
SJG-I | 5925232158 |  | 01-01-14-09 | 6 | EA | CONTACT, ELECTRICAL, AUX, NORMALLY CLOSED, ALLEN-BRADLEY, 1495-G4, WU:PRECIPITATOR VENT FAN MOTOR CONTROL | IR10-0407 |  |  | ALLEN-BRADLEY CO. | 1495-G4
SJG-I | 5920229605 |  | 01-01-14-09 | 3 | EA | FUSE, ONE-TIME, CRTG, 250V, 6A, RESEARCH COTREL, 41990-L6, W | IR10-0406 |  |  | HAMON RESEARCH-COTTR | 41990-L6
SJG-I | 6665000490 |  | 01-01-14-11 | 1 | EA | ALARM, TCPL, 48 DC V, 0 DEG F, -50 TO 120 DEG F, SINGLE TRIP, ROCHESTER INSTRU, ET-1208-I1-SS2, WU:PULVERIZERS F/CO2 PURGE TO MILLS, U-3&4 | IR10-0440 |  |  | ROCHESTER INSTRUMENT | ET-1208-I1-SS2
SJG-I | 5962253661 |  | 01-01-14-11 | 2 | EA | CIRCUIT, INTEGRATD, VAGE-FREQUENCY CHIP, WU:02 ANLYZRS, U3,4 | IR10-0425 |  |  | ANALOG DEVICES, INC. | AD537JG
SJG-I | 5962250709 |  | 01-01-14-11 | 10 | EA | CIRCUIT, INTEGRATED, AMPL/DRV, JORDAN CNTRL 31B-018207-001 | IR10-0422 |  |  | GTE SYLVANIA, ELECTR | ECG 941D
SJG-I | 5962253729 |  | 01-01-14-11 | 2 | EA | CIRCUIT, INTEGRATED, AMPL/OPERATIONAL, 14, ANALOG DEVICES, AD521JD, WU:DRIVES ON FD, PA, SCADS, U-3&4 | IR10-0426 |  |  | ANALOG DEVICES, INC. | AD521JD
SJG-I | 5962252739 |  | 01-01-14-11 | 1 | EA | CIRCUIT, INTEGRATED, AMPL/OPERATIONAL, ABB KENT-TAYLOR, 129S23, WU:RECORDER, SINGLE ALARM ELEC U-3&4 | IR10-0423 |  |  | ABB KENT-TAYLOR, INC | 129S23
SJG-I | 5962253646 |  | 01-01-14-11 | 2 | EA | CIRCUIT, INTEGRATED, CPLR/OPT, WU:02 ANALYZERS, UNITS 3&4 | IR10-0424 |  |  | HEWLETT-PACKARD CO. | 6N139
SJG-I | 5950251750 |  | 01-01-14-11 | 1 | EA | COIL, ELEC, OPERG, 5, 110/115/120 V, 50/60 HZ, 2 TERM SCRS, | IR10-0414 |  |  | ALLEN-BRADLEY CO. | CF236
SJG-I | 5961005781 |  | 01-01-14-11 | 2 | EA | DIODE, BRIDGE, 200V, 1.50A WU:FLOW SWTCH MDL FR70-4, WRS 3,4 | IR10-0419 |  |  | FLUID COMPONENTS, IN | W02M
SJG-I | 5961001475 |  | 01-01-14-11 | 2 | EA | DIODE, BRIDGE, 400V, 10A, VARO 1N4437, WU:AMPLFR INSTR U-3 | IR10-0415 |  |  | FOXBORO/JORDAN CONTR | 30B-016-278-002
SJG-I | 5961003224 |  | 01-01-14-11 | 3 | EA | DIODE, SWING, 125V, 0.30A, WU:FOXBORO CONTROLR, WW U-3&4 | IR10-0416 |  |  | FAIRCHILD INDUSTRIAL | FD333
SJG-I | 5961004552 |  | 01-01-14-11 | 5 | EA | DIODE, ZENER, 4.70V, 0.50W, FORNEY X-71399-01, WU:ANALOG ILS | IR10-0418 |  |  | FORNEY CORPORATION | X-71399-01
SJG-I | 6680341457 |  | 01-01-14-11 | 3 | EA | GLASS, GAUGE, REFLEX 1"W, 12"L, 9/16"THK FLAT WU:STOCK, U3,4 | IR10-0441 |  |  | CRANE COMPANY, FIRST | 010-02-12-05
SJG-I | 5935235290 |  | 01-01-14-11 | 20 | EA | RECEPTACLE, RESEARCH COTREL 60473-L1 WU:RAPPERS, U3&4 PRECIP | IR10-0413 |  |  | HAMON RESEARCH-COTTR | 60473-L1
SJG-I | 5930234348 |  | 01-01-14-11 | 1 | EA | SWITCH, COND, 117V, 50/60 HZ, DPDT, EXPLOSION PROOF WU:BOTTO | 5930234348 |  |  | ROBERTSHAW CONTROLS | 352-A2-X
SJG-I | 5961007357 |  | 01-01-14-11 | 6 | EA | TRANSISTOR, GTE SYL ECG 171, WU:CO2 INJECTION SYSTEMS, U-3,4 | IR10-0421 |  |  | GTE SYLVANIA, ELECTR | ECG 171
SJG-I | 5961006912 |  | 01-01-14-11 | 5 | EA | TRANSISTOR, NPN, GTE ECG 253, WU:BETA ANUNCTR ASH SYS, U-3,4 | IR10-0420 |  |  | GTE SYLVANIA, ELECTR | ECG 253
SJG-I | 5961003752 |  | 01-01-14-11 | 4 | EA | TRANSISTOR, SILICON PWR, FOXBORO, N0282EM, WU:RCC 3&4, INTEG | IR10-0417 |  |  | GTE SYLVANIA, ELECTR | ECG 244
SJG-I | 5961004891 |  | 01-01-14-14 | 1 | EA | DIODE, 100 V, 8 A, D-P 846001-0032, WU:D-P SOOT BLOWER IK-545B | IR10-0275 |  |  | DIAMOND POWER SPECIA | 846001-0010
SJG-I | 5961004495 |  | 01-01-14-14 | 101 | EA | DIODE, 1000 V, 3 A, MOTOROLA, INC, ECG156 | IR10-0273 |  |  | MOTOROLA, INC | ECG156
SJG-I | 5961003695 |  | 01-01-14-14 | 6 | EA | DIODE, 1K DC V, DALE ELECTRONICS LVP-15, WU:FORNEY SYSTEMS | IR10-0268 |  |  | FORNEY CORPORATION | X71145-01
SJG-I | 5961004255 |  | 01-01-14-14 | 17 | EA | DIODE, 600 V, 1 A, D-P 847001-0059, WU:D-P CIRCUIT BD;FORNEY S | IR10-0272 |  |  | FORNEY CORPORATION | X-70270-00
SJG-I | 5961004016 |  | 01-01-14-14 | 4 | EA | DIODE, 80 V, 0.004 A, GTE SYL ECG-109, WU:DIAMD TV MONITOR U-4 | IR10-0270 |  |  | INTERNATIONAL RECTIF | 1N67A
SJG-I | 5961004057 |  | 01-01-14-14 | 6 | EA | DIODE, BRIDGE, 400 V, 2 A, GTE SYLVANIA, ELECTRONIC, ECG 168 | IR10-0271 |  |  | RCA CORPORATION | SK-3648/168
SJG-I | 5961003265 |  | 01-01-14-14 | 18 | EA | DIODE, FASTSWING, SILICN, 200V, TEXAS INS 1N457, WU:FRNY SYS | IR10-0265 |  |  | FORNEY CORPORATION | X70670-00
SJG-I | 5961003497 |  | 01-01-14-14 | 1 | EA | DIODE, ZENER, 16V, 0.50W, ABB KENT 123S295, WU:TAYLOR ELECTR | IR10-0267 |  |  | GTE SYLVANIA, ELECTR | ECG-5025A
SJG-I | 5961004578 |  | 01-01-14-14 | 7 | EA | DIODE, ZENER, 20V, 1W, FORNEY X-076090-01, WU:FORNEY SYSTEMS | IR10-0274 |  |  | GTE SYLVANIA, ELECTR | ECG-5079A
SJG-I | 5961004966 |  | 01-01-14-14 | 3 | EA | DIODE, ZENER, 6.80V,1W,DO-13, GTE ECG5071, WU:DP CAMERA ST-1 | IR10-0276 |  |  | MOTOROLA COMM & ELEC | IN3829A
SJG-I | 5961003240 |  | 01-01-14-14 | 25 | EA | TRANSISTOR, J-FET, INTERSIL, 2N4338, WU:FORNEY COMBUSTN CNTL | IR10-0264 |  |  | FORNEY CORPORATION | X-70989-00
SJG-I | 5961003075 |  | 01-01-14-14 | 4 | EA | TRANSISTOR, L&N 188196, WU:L&N EHC ADS CONTROL ACTUATOR | IR10-0262 |  |  | LEEDS & NORTHRUP | 188196
SJG-I | 5961003323 |  | 01-01-14-14 | 14 | EA | TRANSISTOR, NPN, 80V, 500 MA A, 100 MHZ HZ, GTE SYL ECG287 | IR10-0266 |  |  | FORNEY CORPORATION | MPS-A06
SJG-I | 5961003844 |  | 01-01-14-14 | 7 | EA | TRANSISTOR, NPN, GTE SYL ECG 289A, WU:DIAMOND ELE STI TV CAM | IR10-0269 |  |  | MOTOROLA COMM & ELEC | 2N3416
SJG-I | 5961003125 |  | 01-01-14-14 | 9 | EA | TRANSISTOR, NPN/PWR, GTE SYLVANIA, ELECTRONIC, ECG181 | IR10-0263 |  |  | RCA CORPORATION | SK3535
SJG-I | 5905218979 |  | 01-01-16-09 | 3 | EA | POTENTIOMETER, 1 K OHM, 0.75 W, 15, BOURNS, INC. 3009P-1-102 | IR10-0171 |  |  | BOURNS, INC. | 3009P-1-102
SJG-I | 5905218144 |  | 01-01-16-09 | 2 | EA | POTENTIOMETER, 1 MEG OHM, 0.20 W, 1, ARVIN/DIAMOND C/O | IR10-0072 |  |  | ARVIN/DIAMOND C/O FR | 8458100288
SJG-I | 5905218763 |  | 01-01-16-09 | 5 | EA | POTENTIOMETER, 1 MEG OHM, 0.75 W, 15, WU: L&N EHC ADS CONTRL | IR10-0168 |  |  | LEEDS & NORTHRUP | 013537
SJG-I | 5905218342 |  | 01-01-16-09 | 3 | EA | POTENTIOMETER, 10 K OHM, 0.50 W, 1, VRN INTNL, 780-50M-10K | IR10-0165 |  |  | ABB KENT-TAYLOR, INC | 119S530H10D
SJG-I | 5905218557 |  | 01-01-16-09 | 1 | EA | POTENTIOMETER, 200 OHM, 0.75 W, 15, ROSEMOUNT 5503A35H05 | IR10-0166 |  |  | ROSEMOUNT ANALYTICAL | 5503A35H05
SJG-I | 5905218094 |  | 01-01-16-09 | 1 | EA | POTENTIOMETER, 5 K OHM, 2 W, 1, ALLEN-SHERMAN HOFF, CU-5021 | IR10-0163 |  |  | ALLEN-SHERMAN-HOFF / | CU-5021
SJG-I | 5905218243 |  | 01-01-16-09 | 1 | EA | POTENTIOMETER, 50 K OHM, 0.75 W, 15, BOURNS, 3009P-1-503 | IR10-0164 |  |  | LEEDS & NORTHRUP | 013449
SJG-I | 5905217757 |  | 01-01-16-09 | 15 | EA | POTENTIOMETER, CERMET, 400 V, 10 K OHM, 0.75 W, +/-10%, 15, | IR10-0161 |  |  | BOURNS, INC. | 3006P-1-103
SJG-I | 5905231121 |  | 01-01-16-09 | 1 | EA | POTENTIOMETER, MOORE PRODUCTS, 15080-76, WU:MOO | IR10-0073 |  |  | MOORE PRODUCTS CO | 15080-76
SJG-I | 5905217930 |  | 01-01-16-09 | 2 | EA | POTENTIOMETER, TRIMPOT, 500 DC V, 10 K OHM, 1 W, +/-5%, 25, | IR10-0162 |  |  | BOURNS, INC. | 3290H-1-103
SJG-I | 5905218839 |  | 01-01-16-09 | 3 | EA | POTENTIOMETER, WIREWOUND/TRIMMING, 1000 V, 20 K OHM, 1 W, +/ | IR10-0169 |  |  | BOURNS, INC. | 3290H-1-203
SJG-I | 5905218961 |  | 01-01-16-09 | 2 | EA | POTENTIOMETER, WIREWOUND/TRIMMING, 1000 V, 50 K OHM, 1 W, +/ | IR10-0170 |  |  | BOURNS, INC. | 3290H-1-503
SJG-I | 5905218748 |  | 01-01-16-09 | 2 | EA | RECTIFIER, PH CNTRL THYRISTOR, 800 V, 25 A, TO-48, GTE SYLVA | IR10-0167 |  |  | GTE SYLVANIA, ELECTR | ECG5531
SJG-I | 5945248655 |  | 01-01-16-09 | 2 | EA | RELAY, CONTROL, SOL STATE, 24 V, 24 VDC, 5 A, 700 OHM, 2 NO | IR10-0076 |  |  | MAGNACRAFT ELECTRIC | W67CSX3
SJG-I | 5330224048 |  | 01-01-16-09 | 3 | EA | SEAL, OIL/GREASE, 60867, DBL LIP, 0.875"ID, 1.503"OD, 0.250" | IR10-0069 |  |  | NATIONAL OIL SEAL DI | 47170
SJG-I | 5330227702 |  | 01-01-16-09 | 2 | EA | SEAL, OIL/GREASE, 63926, DBL LIP, 1.937"ID, 3.066"OD, 0.375" | IR10-0071 |  |  | CHICAGO RAWHIDE MANU | 19434
SJG-I | 5330226266 |  | 01-01-16-09 | 8 | EA | SEAL, OIL/GREASE, 64970, DBL LIP, 2.375"ID, 3.256"OD, 0.375" | IR10-0070 |  |  | NATIONAL OIL SEAL DI | 413246
SJG-I | 4460000229 |  | 01-01-16-09 | 10 | EA | SLEEVE, MK2-1430223, WU:WESTERN PRECIP PRECIPITORS U-1&2 | IR10-0068 |  |  | WESTERN PRECIPITION | MK2-143022C
SJG-I | 5365217412 |  | 01-01-16-09 | 6 | EA | SPRING, COMPRESSION, 1/8"ID, 1/2"OD, 1"L, 316 SS, 9, MILTON | IR10-0160 |  |  | MILTON ROY COMPANY | 280-0033-016
SJG-I | 5925231366 |  | 01-01-16-09 | 4 | EA | UNIT, TRIP, ADJABLE, 600 V, 175 A, ABB POWER T&D CO., LA3175 | IR10-0074 |  |  | ABB INC | LA3175PT
SJG-I | 5961001327 |  | 01-01-17-03 | 28 | EA | DIODE, 30 V, 0.10 A, TEXAS INSTRUMENTS, 1N456A, WU:TV MONITORS | IR10-0249 |  |  | GTE SYLVANIA, ELECTR | ECG177
SJG-I | 5961001517 |  | 01-01-17-03 | 8 | EA | DIODE, BRIDGE, 400V, 1.50A, FORNEY W04M, WU:BURNR MNGT/ANCNT | IR10-0251 |  |  | GTE SYLVANIA, ELECTR | ECG5304
SJG-I | 5961001921 |  | 01-01-17-03 | 9 | EA | DIODE, SWING, 75V, 0.01A, BETA PROD 1N914 | IR10-0254 |  |  | GTE SYLVANIA, ELECTR | ECG-177
SJG-I | 5961002754 |  | 01-01-17-03 | 4 | EA | DIODE, ZENER, 6.80V, 0.50W, GTE SYL ECG-5014A, WU:D-P FURNAC | IR10-0259 |  |  | MOTOROLA, INC | 1N5235B
SJG-I | 5365208452 |  | 01-01-17-03 | 2 | EA | RING, RETAINING, BRG/HSNG, GOULDS PUMPS, 58101-393, WU:GOULD | IR10-0157 |  |  | JAMES S. KONE & COMP | 58101-393
SJG-I | 5365209492 |  | 01-01-17-03 | 140 | EA | SHIM, BRASS, GOULDS PUMPS, INC., 73018 | IR10-0158 |  |  | JAMES S. KONE & COMP | 73018
SJG-I | 5365217099 |  | 01-01-17-03 | 1 | ST | SHIM, SET, DH1255E-1, DH1255E-1 X 1, DH1255E-1 X 2, 3, BURHA | IR10-0159 |  |  | SHARPE MIXERS | DH1255E
SJG-I | 5930228175 |  | 01-01-17-03 | 2 | EA | SWITCH, ASSY, FORNEY INTERNTL, X76629-03, WU:FORNEY, BURNER | IR10-0408 |  |  | FORNEY CORPORATION | X76629-03
SJG-I | 5930231617 |  | 01-01-17-03 | 2 | EA | SWITCH, MANUAL, SELCTR/ROTARY WAFER, 4, 8, FORNEY INTRNTL X7 | IR10-0410 |  |  | FORNEY CORPORATION | X-71369-03
SJG-I | 5930229868 |  | 01-01-17-03 | 1 | EA | SWITCH, STANDBY, L&N, 032734, WU:L&N RECEIVER, UNITS 3&4 RCC | IR10-0409 |  |  | LEEDS & NORTHRUP | 032734
SJG-I | 5930232482 |  | 01-01-17-03 | 1 | EA | SWITCH, STOCK EQUIP FE8, WU:RADIANT BOILER FEDERS, SECOAL NU | IR10-0411 |  |  | STOCK EQUIPMENT COMP | FE8
SJG-I | 5961001970 |  | 01-01-17-03 | 2 | EA | TRANSISTOR, 1-2 KV V, ARVIN/DIAMOND 847102-0065 | IR10-0255 |  |  | ARVIN/DIAMOND | 40354
SJG-I | 5961002390 |  | 01-01-17-03 | 10 | EA | TRANSISTOR, 40V, 10A, FAIRCHILD 2N3904, WU:D-P FURNACE FLAME | IR10-0257 |  |  | GENERAL ELECTRIC COM | 2N3904
SJG-I | 5961001384 |  | 01-01-17-03 | 9 | EA | TRANSISTOR, FAIRCHILD, 2N3906, WU: D-P FURNACE FLAME TV CAMERA | IR10-0250 |  |  | FAIRCHILD INDUSTRIAL | 2N3906
SJG-I | 5961001319 |  | 01-01-17-03 | 30 | EA | TRANSISTOR, FORNEY, X70753-01, WU: BAILEY/HAGAN CIRCUIT BOARDS | IR10-0248 |  |  | GTE SYLVANIA, ELECTR | ECG159
SJG-I | 5961002499 |  | 01-01-17-03 | 31 | EA | TRANSISTOR, FORNEY, X-70758-00, WU: FORNEY SYSTEMS | 5961002499 |  |  | GENERAL ELECTRIC COM | 2N6028
SJG-I | 5961002960 |  | 01-01-17-03 | 3 | EA | TRANSISTOR, GTE SYL ECG-384, WU:D-P FURNACE FLAME TV CAMERA | IR10-0261 |  |  | MOTOROLA COMM & ELEC | 2N3054
SJG-I | 5961001558 |  | 01-01-17-03 | 1 | EA | TRANSISTOR, LEEDS & NORTHRUP, 188243, WU:L&N EHC ADS CONTROL ACTUATOR | IR10-0252 |  |  | LEEDS & NORTHRUP | 188243
SJG-I | 5961001152 |  | 01-01-17-03 | 8 | EA | TRANSISTOR, NPN/SILICN, 60V,15A, 0.20-1 MHZ HZ, TEXAS 2N3055 | IR10-0247 |  |  | GTE SYLVANIA, ELECTR | ECG-130
SJG-I | 5961002135 |  | 01-01-17-03 | 40 | EA | TRANSISTOR, NPN/SILICON, BETA PROD 100001-057, WU:FORNEY SYS | IR10-0256 |  |  | FORNEY CORPORATION | X70644-02
SJG-I | 5961001913 |  | 01-01-17-03 | 8 | EA | TRANSISTOR, SILICON PWR, FORNEY X-70562-00, WU:FORNEY SYSTEM | IR10-0253 |  |  | GTE SYLVANIA, ELECTR | ECG 154
SJG-I | 5961002945 |  | 01-01-17-03 | 4 | EA | TRANSISTOR, SILICON/GENL PURP, 60 V, FORNEY X-70462-00 | IR10-0260 |  |  | FORNEY CORPORATION | 40362
SJG-I | 5345000466 |  | 01-01-17-04 | 14 | EA | ABRASIVE, BELT, SANDING, 3"W, 24"L, 400 GRIT, BLACK & DECKER, C-58386 | IR10-0150 |  |  | BLACK & DECKER (U.S. | C-58386
SJG-I | 5350000096 |  | 01-01-17-04 | 6 | EA | ABRASIVE, ROLL, EMERY DRUM/CLOTH, 1-1/2"DIA, 1-1/2"W, 220 GR | IR10-0151 |  |  | ARC ABRASIVES, INC | 77145
SJG-I | 5345000110 |  | 01-01-17-04 | 15 | EA | ABRASIVE, WHEEL, SANDING FLAPPER, 3"DIA, 1", AL OXIDE, 180 G | IR10-0149 |  |  | ANY MFG | BY DESCRP
SJG-I | 5340187656 |  | 01-01-17-04 | 2 | EA | LATCH, KIT, HOOK, 1 TON, CARBN STL OR ALLOY, CROSBY, 090063 | IR10-0148 |  |  | CROSBY GROUP, DIVISI | 090063
SJG-I | 5330228544 |  | 01-01-17-04 | 1 | ST | PACKING, PREFORMED/SET, RNG, TEFLON/KEVLAR, NON-ASB, FETTERO | IR10-0146 |  |  | FETTEROLF CORPORATIO | BY DESCRP
SJG-I | 5330220590 |  | 01-01-17-04 | 1 | EA | RING, SEALING, A-C COMPRESSOR CORP, 16-630-134-013, WU:A-C S | IR10-0141 |  |  | ALLIS-CHALMERS | 16-630-134-013
SJG-I | 5330225391 |  | 01-01-17-04 | 3 | EA | SEAL, OIL/GREASE, 1.938"ID, 3.251"OD, 0.313"W, CHICAGO RAWHI | IR10-0145 |  |  | CHICAGO RAWHIDE MANU | 19433
SJG-I | 5330221507 |  | 01-01-17-04 | 1 | EA | SEAL, OIL/GREASE, BURHANS-SHARPE, DH37G-1, WU:B-S MIXER5-A7- | IR10-0142 |  |  | SHARPE MIXERS | DH37G-1
SJG-I | 5365208114 |  | 01-01-17-04 | 2 | EA | SPACER, CYL, UCC, 46435, WU:UCC ASH HANDLING SYST, FLYASH UN | IR10-0156 |  |  | UNITED CONVEYOR CORP | 46435
SJG-I | 5360203151 |  | 01-01-17-04 | 2 | EA | SPRING, DISCH CRTG, 316 SS, MILTON ROY CO, 280-0038-026, WU: | IR10-0155 |  |  | MILTON ROY COMPANY | 280-0038-026
SJG-I | 5360203144 |  | 01-01-17-04 | 2 | EA | SPRING, GARTER, ROSEMOUNT ANALYTICAL, 170941-001, WU:WESTING | IR10-0154 |  |  | ROSEMOUNT ANALYTICAL | 170941-001
SJG-I | 5360201197 |  | 01-01-17-04 | 1 | EA | SPRING, TAKEUP, MONITROL MFG, CO, A9, WU:FLY ASH DIFFUSER, A | IR10-0153 |  |  | MONITROL MFG. COMPAN | A9
SJG-I | 5360198377 |  | 01-01-17-04 | 1 | EA | SPRING, VALVE, 12"L, FISHER CONTROLS CO, 12A8922X012, WU:FISHE | IR10-0152 |  |  | FISHER CONTROLS COMP | 12A8922X012
SJG-I | 6680341259 |  | 01-01-17-07 | 1 | EA | BALL, CHECK, JERGUSON GAGE & VALVE CO., P-1-T, WU: JERGUSON LIQUID LEVEL GAUGE | IR10-0093 |  |  | JERGUSON GAGE & VALV | P-1-T
SJG-I | 6630325451 |  | 01-01-17-07 | 3 | EA | CELL, CONDUCTIVITY, LEEDS & NORTHRUP, 4973-001-305-7-00 | IR10-0091 |  |  | LEEDS & NORTHRUP | 4973-001-305-7-000
SJG-I | 5999286171 |  | 01-01-17-07 | 1 | EA | CIRCUIT, INTEGRATED, ASSY/OUTPUT, 4-20 MA A, FISHER CONTROLS | IR10-0090 |  |  | FISHER CONTROLS COMP | 40A0391X012
SJG-I | 5962250089 |  | 01-01-17-07 | 3 | EA | CIRCUIT, INTEGRATED, DUAL, GTE SYLVANIA, ELECTRONIC, ECG 401 | IR10-0087 |  |  | GTE SYLVANIA, ELECTR | ECG 4013B
SJG-I | 5962251921 |  | 01-01-17-07 | 10 | EA | CIRCUIT, INTEGRATED, DUAL/DECODER, 5 DC V, 16, IN-LINE SCKT, | IR10-0088 |  |  | GTE SYLVANIA, ELECTR | ECG 74145
SJG-I | 5950249085 |  | 01-01-17-07 | 1 | EA | COIL, ELECTRICAL, 120 V, 60 HZ, JOHNSON-MARCH, 498-5031 | IR10-0078 |  |  | JOHNSON-MARCH CORP | A-12-08
SJG-I | 5950248467 |  | 01-01-17-07 | 1 | EA | COIL, ELECTRICAL, FOR 2-WAY SOLENOID, ASCO, 96-619AM, WU: DE | IR10-0077 |  |  | AUTOMATIC SWITCH CO. | 96-619AM
SJG-I | 5961000212 |  | 01-01-17-07 | 25 | EA | DIODE, ZENER, 27 V, 0.50 W, GTE SYLVANIA, ELECTRONIC, ECG503 | IR10-0079 |  |  | GTE SYLVANIA, ELECTR | ECG5033A
SJG-I | 5961000816 |  | 01-01-17-07 | 13 | EA | DIODE, ZENER, 6.20 V, GTE SYLVANIA, ELECTRONIC, ECG 5013A | IR10-0081 |  |  | GTE SYLVANIA, ELECTR | ECG 5013A
SJG-I | 6680338222 |  | 01-01-17-07 | 2 | EA | GLASS, GAUGE, LIQ LEVEL, 1-1/4"W, 13-1/4"L, 5/8"THK, ANCHOR | IR10-0092 |  |  | CORNING GLASS WORKS | A-9
SJG-I | 5999275901 |  | 01-01-17-07 | 3 | EA | MAGNET, WALLACE&TIERNAN, P-23992, WU:LIME SLAKER MOD A-758 | IR10-0089 |  |  | US FILTER/WALLACE & | P-23992
SJG-I | 5961002523 |  | 01-01-17-07 | 2 | EA | RECTIFIER, SLCN CNTRLLED, SOLIDSTATE CONTROLS, 235S25N80 | 5961002523 |  |  | SOLIDSTATE CONTROLS, | 235S25N80
SJG-I | 5961001368 |  | 01-01-17-07 | 4 | EA | RECTIFIER, SLCN CNTRLLED, SOLIDSTATE CONTROLS, INC., 110S50N | 5961001368 |  |  | SOLIDSTATE CONTROLS, | 110S50N80
SJG-I | 6685361187 |  | 01-01-17-07 | 2 | EA | THERMOMETER, 3" DIAL, 4" STEM, 50-100 DEG F, ANY MFG, BY DESCRP, WU:SO2 PLANT U-1&2 INSTRUMENTATION | IR10-0095 |  |  | ABB KENT-TAYLOR, INC | BB3104E011
SJG-I | 6685360965 |  | 01-01-17-07 | 1 | EA | THERMOMETER, 5"DIAL, 6"STEM, -100-100 DEG F, REOTEMP INST | IR10-0094 |  |  | ABB KENT-TAYLOR, INC | 61BA5106E044
SJG-I | 5961002267 |  | 01-01-17-07 | 2 | EA | TRANSISTOR, GTE SYLVANIA, ELECTRONIC, ECG 152 | IR10-0084 |  |  | GTE SYLVANIA, ELECTR | ECG 152
SJG-I | 5961001707 |  | 01-01-17-07 | 12 | EA | TRANSISTOR, GTE SYLVANIA, ELECTRONIC, ECG 292 | IR10-0083 |  |  | GTE SYLVANIA, ELECTR | ECG 292
SJG-I | 5961000758 |  | 01-01-17-07 | 4 | EA | TRANSISTOR, NPN/SILICON, 15 A, 3 MHZ HZ, GTE SYLVANIA, ELECT | IR10-0080 |  |  | GTE SYLVANIA, ELECTR | ECG331
SJG-I | 5961003034 |  | 01-01-17-07 | 30 | EA | TRANSISTOR, NPN/SILICON, GTE SYLVANIA, ELECTRONIC, ECG199 | IR10-0086 |  |  | GTE SYLVANIA, ELECTR | ECG199
SJG-I | 6145001571 |  | 01-01-17-24 | 1 | EA | CABLE, 3/8"X 25', BABCOCK & WILCOX, 8003010, WU: RADIANT BOILER, POWER SUPPLY UNIT, U-1 | IR10-0031 |  |  | BABCOCK & WILCOX | 8003010
SJG-I | 6145000862 |  | 01-01-17-24 | 300 | FT | CABLE, INSULATED, RIBN, #22 AWG, 15 C, 7/30 STR, ALPHA WIRE CORP., 3531/7, WU: PRINTED CIRCUIT BOARDS, UNIT 1 | IR10-0030 |  |  | NEWARK ELECTRONICS | 37F3486WA
SJG-I | 5010001070 |  | 01-01-17-24 | 187 | EA | ELEMENT, FILTER, AIR/DISPOSABLE, 10"W, 10"L, 1"THK, RESEARCH COTTRELL, 42852-L4, WU:PRECIP CNTRL HOUSE, U-3 MAINT; DIRECTROL MUX U-1&2 | IR10-0445 |  |  | AERO FILTER DEVELOPM | 42852-L4
SJG-I | 3110067414 |  | 01-01-18-04 | 4 | EA | BEARING, BALL, SINGLE ROW CONRAD/SHIELD, 0.3937"ID, 1.3780"OD, 0.4331"W, 2 SHIELDS, FAFNIR, 300KDD, WU:VANTON PUMP COMBUSTION ANALYSIS, U-3, | IR10-0372 |  |  | SKF INDUSTRIES INC | 6300-2Z
SJG-I | 3110070087 |  | 01-01-18-04 | 3 | EA | BEARING, BALL, SINGLE ROW CONRAD/SHIELD, 0.6693"ID, 1.3780"OD, 0.3937"W, 1 SHIELD, RELIANCE ELECTRIC CO., 79147-01E, WU: REEVES MOTOR DRIVE | IR10-0373 |  |  | SKF INDUSTRIES INC | 6003-2Z-JEM
SJG-I | 4810130064 |  | 01-01-18-04 | 2 | EA | BODY, VALVE, UEHLING INSTRNT 14, WU:TANK-O-METER SULFURIC AC | IR10-0378 |  |  | UEHLING INSTRUMENT C | 14
SJG-I | 3010050874 |  | 01-01-18-04 | 1 | EA | CLUTCH, JORDAN CNTRL 68C-022794-001, WU:F-J DRIVE, S/N5360, | IR10-0367 |  |  | ROTORK PROCESS CONTR | 68C-022794-001
SJG-I | 3010050882 |  | 01-01-18-04 | 2 | EA | CLUTCH, JORDAN CNTRL68C-022794-002, WU:F-J DRIVE, S/N 5360, | IR10-0368 |  |  | ROTORK PROCESS CONTR | 68C-022794-002
SJG-I | 3040057303 |  | 01-01-18-04 | 3 | EA | CYLINDER, KIT, REPAIR, DEZURIK 2014412, WU:3" KNIFE GATE VAL | IR10-0370 |  |  | DEZURIK CORPORATION | 2014412
SJG-I | 4810133639 |  | 01-01-18-04 | 1 | EA | PISTON, ACTR, 50, AL, WU:LIMESTONE FILTRATE TRNSFR TANK CNTR | IR10-0379 |  |  | FLOWSERVE FCD CORPOR | 001174.601.003
SJG-I | 3040055877 |  | 01-01-18-04 | 3 | EA | PISTON, CYL, 4"X 1/2", STL/RUBR BONDED, WU:UCC ASH HNDLG SYS | IR10-0369 |  |  | UNITED CONVEYOR CORP | 44278
SJG-I | 4460000633 |  | 01-01-18-04 | 1 | EA | PLUNGER, WU:PRECIP RAPPERS & CNTRLS UPPER & LOWER, U-3,4 | IR10-0375 |  |  | HAMON RESEARCH-COTTR | 58255-L1
SJG-I | 4810125593 |  | 01-01-18-04 | 12 | EA | VALVE, KIT, REPAIR, 3/8"- 1/2", UCC, 44368-19, WU:QUICK EXHAUS | IR10-0377 |  |  | UNITED CONVEYOR CORP | 44368-19
SJG-I | 4810136863 |  | 01-01-18-04 | 1 | KT | VALVE, KIT, REPAIR, A-G 04-4744-543, WU:A-G VALVE, 3" 125 INLE | IR10-0380 |  |  | ANDERSON GREENWOOD & | 04-4744-543
SJG-I | 5330197368 |  | 01-01-18-07 | 10 | EA | GASKET, COVER/COIL, NON-ASB, RESEARCH COTTRELL, 51178-L3, WU: PERFORATED DISTRIB & COLLCTNG PLATE RAPR, MIGI-LV2, PRECIP, U-3 & 4 | IR10-0383 |  |  | HAMON RESEARCH-COTTR | 51178-L3
SJG-I | 5330215954 |  | 01-01-18-07 | 8 | EA | O-RING, ROCKWELL 934304, WU:ROCKWELL PLUG VALVE, 4-WAY, INST | IR10-0385 |  |  | ROCKWELL INTERNATION | 934304
SJG-I | 5905218193 |  | 01-01-18-07 | 2 | EA | POTENTIOMETER, 10K OHM, 0.75W, 25,WU:FOXBORO CONTROLLER SPEC | IR10-0392 |  |  | ALLEN-BRADLEY CO. | MT2P103
SJG-I | 5905231063 |  | 01-01-18-07 | 9 | EA | POTENTIOMETER, 200 OHM, 0.50W, C&D BATTRES, JE-169, WU:CHARG | IR10-0395 |  |  | C & D BATTERIES DIV. | JE-169
SJG-I | 5905231154 |  | 01-01-18-07 | 2 | EA | POTENTIOMETER, CERMET TRIMMING, 50 K OHM, +/-10%, 18, BECKMA | IR10-0396 |  |  | BECKMAN INDUSTRIAL | 68WR50K
SJG-I | 5905218722 |  | 01-01-18-07 | 2 | EA | POTENTIOMETER, WIREWOUND, 500 DC V, 10 K OHM, 2 W, +/-10%, C | IR10-0393 |  |  | CLAROSTAT MFG CO | RV4NAYSD103A
SJG-I | 5905230313 |  | 01-01-18-07 | 1 | EA | RHEOSTAT, PWR, 25 W, 1 OHM, NEWARK 11F000, WU:FORNEY ASH SYS | IR10-0394 |  |  | NEWARK ELECTRONICS | 11F000
SJG-I | 5365216679 |  | 01-01-18-07 | 15 | EA | RING, QUAD, A-C 00-751-791-226, WU:STEAM COMPRESSOR D48J | IR10-0391 |  |  | ALLIS-CHALMERS | 00-751-791-226
SJG-I | 5365215630 |  | 01-01-18-07 | 1 | EA | RING, RETAINING, DODGE 421107, WU:TORQUE ARM SPEED REDUCER,N | IR10-0390 |  |  | DODGE DIV., RELIANCE | 421107
SJG-I | 5365215622 |  | 01-01-18-07 | 2 | EA | RING, RETAINING, SNAP/OUTPUT HUB, RELIANCE ELE421030, WU:TOR | IR10-0389 |  |  | DODGE DIV., RELIANCE | 421030
SJG-I | 5365209146 |  | 01-01-18-07 | 3 | EA | RING, RETAINING, UP, 2.054"OD, 0.062"THK, RND, WU:MIXING PTS | IR10-0388 |  |  | MIXING EQUIPMENT COM | 114279
SJG-I | 5365208809 |  | 01-01-18-07 | 3 | EA | RING, SQ, PEABODY BARNES, 33730, WU:SUBMERSIBLE GRINDER PUMP | IR10-0387 |  |  | PEABODY BARNES | 13
SJG-I | 5330210732 |  | 01-01-18-07 | 3 | EA | SEAL, OIL/GREASE, 3.750"ID, 4.999"OD, 0.375"W, C-R 37525 | IR10-0384 |  |  | CHICAGO RAWHIDE MANU | 37525
SJG-I | 5310156939 |  | 01-01-18-07 | 4 | EA | WASHER, THRUST, WU:F-J DRIVE, S/N5360, PAFAN IN/OUTLETS, SCA | IR10-0382 |  |  | ROTORK PROCESS CONTR | 56B-004107-011
SJG-I | 5999268393 |  | 01-01-19-12 | 1 | EA | BOARD, CIRCUIT, PRINTED, AUTO CNTRL INTERFACE, GENERAL ELECT | IR08-0006 |  |  | GENERAL ELECTRIC CO. | 1PC2-C001
SJG-I | 5999270381 |  | 01-01-19-12 | 1 | EA | BOARD, PC ELET MALFUNCTION BUS GENERAL ELEC 1TM2-M001 | IR08-0011 |  |  | GENERAL ELECTRIC COM | 1TM2-M001
SJG-I | 5999269870 |  | 01-01-19-12 | 2 | EA | BOARD, PC VAGE COMPARATOR GENERAL ELECTRIC CO 1L3-A004 | IR08-0010 |  |  | GENERAL ELECTRIC CO | 1L3-A004
SJG-I | 5365216828 |  | 01-01-20-07 | 2 | EA | BUSHING, VALVE, WU:KEYSTONE BUTTERFLY30", DRAW SM0225 FIG100 | IR10-0455 |  |  | TYCO VALVES & CONTRO | 149-207-300-100-000
SJG-I | 5910224483 |  | 01-01-20-07 | 2 | EA | CAPACITOR, 50 V, 250 MFD, AXIAL LEADS, ARVIN/DIAMOND, 8505825201, WU:D-P MONITOR MDL SNA 14/C, U-1,2,3&4 | IR10-0446 |  |  | ARVIN/DIAMOND | 8505825201
SJG-I | 5962252812 |  | 01-01-20-07 | 6 | EA | CIRCUIT, INTEGRATED, GTE SYLVANIA, ELECTRONIC, ECG 975, JORD | IR10-0029 |  |  | GTE SYLVANIA, ELECTR | ECG 975
SJG-I | 6685367689 |  | 01-01-20-07 | 1 | EA | CONTROLLER, MANUAL, FOXBORO N0309ZV WU:CONTROLLER U-3&4, WW | IR10-0444 |  |  | INVENSYS PROCESS SYS | N0309ZV
SJG-I | 5961002747 |  | 01-01-20-07 | 5 | EA | DIODE, 50 V, 1.50 A, GTE SYLVANIA, ELECTRONIC, ECG 5800 | IR10-0028 |  |  | GTE SYLVANIA, ELECTR | ECG 5800
SJG-I | 5961000741 |  | 01-01-20-07 | 1 | EA | DIODE, BRIDGE, 600V, 25A, WU:FLYASH BIN DEPTH INDICATOR SOUN | IR10-0449 |  |  | GENERAL INSTRUMENT C | KBPC25-06
SJG-I | 5961007100 |  | 01-01-20-07 | 10 | EA | DIODE, LED, 28 V, YEL, WU: ANNUNCIATOR CNTRL BOARD U-2,3,4, SAR | IR10-0457 |  |  | LAMP TECHNOLOGY, INC | MB-Y-28P
SJG-I | 5961003554 |  | 01-01-20-07 | 2 | EA | DIODE, SCR 600V 35A WU:DRIVE, MDL AA7310 & AD7310, CODE7, U1 | IR10-0451 |  |  | FOXBORO/JORDAN CONTR | T400062208
SJG-I | 5961003216 |  | 01-01-20-07 | 3 | EA | DIODE, WU:BAILEY METER ANALOG CNTRL SYS, MDL 820, U-1,3&4 | IR10-0450 |  |  | BAILEY CONTROLS COMP | 1944589A3
SJG-I | 5961005856 |  | 01-01-20-07 | 5 | EA | DIODE, ZENER 2.40V, 0.50W MOTOROLA 1N5985B, WU:BAILEY BOARDS | IR10-0452 |  |  | MOTOROLA, INC | 1N5985B
SJG-I | 5961000295 |  | 01-01-20-07 | 4 | EA | DIODE, ZENER, 24 V, 1 W, GTE SYLVANIA, ELECTRONIC, ECG5081A | IR10-0026 |  |  | GTE SYLVANIA, ELECTR | ECG5081A
SJG-I | 5961000485 |  | 01-01-20-07 | 4 | EA | DIODE, ZENER, 8.20V, WU:HAGAN 02 ANALYZER, U-1,2&3 | 5961000485 |  |  | ROSEMOUNT ANALYTICAL | 743A006H01
SJG-I | 6680345417 |  | 01-01-20-07 | 2 | EA | GLASS, GAUGE, WU:ERNST GAUGE MDL EEP-37A, 3/4", SBAC, U-3&4 | IR10-0442 |  |  | ERNST FLOW INDUSTRIE | BY DESCRP
SJG-I | 6250001085 |  | 01-01-20-07 | 3 | EA | HOLDER, LAMP, SLOAN 864-CL-DS7 WU:BAILEY POWERSUPPLY MONITOR | IR10-0453 |  |  | THE SLOAN COMPANY | 864-CL-DS7
SJG-I | 5999283822 |  | 01-01-20-07 | 2 | EA | MODULE, LMP, RONAN ENGNRG LM1-24 WU:MONALARM PANEL, U-1 | IR10-0454 |  |  | RONAN ENGINEERING CO | LM1-24
SJG-I | 5945246519 |  | 01-01-20-07 | 7 | EA | RELAY, MINTR, 120 V, ENCLSD, GUARDIAN ELECTRIC MFG. CO, 1330 | IR10-0025 |  |  | GUARDIAN ELECTRIC MF | 1330-2C-120A
SJG-I | 5961000766 |  | 01-01-20-07 | 5 | EA | TRANSISTOR, J-FET, FOXBORO, N0282 EV, WU:HAGAN BOILER CNTRL | IR10-0456 |  |  | HAGAN CONTROLS | 181915
SJG-I | 5961000345 |  | 01-01-20-07 | 12 | EA | TRANSISTOR, NPN/SILICON, 30 V, 0.50 A, GTE SYLVANIA, ELECTRO | IR10-0027 |  |  | GTE SYLVANIA, ELECTR | ECG123
SJG-I | 6685363969 |  | 01-01-20-07 | 1 | EA | WEIGHT, BIN DEPTH, 2 LB WGT, SS, WU:BIN DEPTH INDICATOR 39 | IR10-0443 |  |  | ENDRESS & HAUSER, IN | MMT-011-0300
SJG-I | 6630323035 |  | 01-01-20-08 | 9 | EA | CELL, CONDUCTIVITY, BECKMAN ID20 | 6630323035 |  |  | BECKMAN | ID20
SJG-I | 6630322870 |  | 01-01-20-08 | 12 | EA | FILTER, SO2 PROBE, E.I.DUPONT 460007902 | IR94-0317 |  |  | E. I. DUPONT | 460007902
SJG-I | 5999287435 |  | 01-01-23-03 | 1 | EA | BOARD, PC, 230V, TRACO ENG TB5-52, WU:POLYMER FEED PUMP U3,4 | IR10-0431 |  |  | TRACO ENGINEERING CO | TB5-52
SJG-I | 5999281776 |  | 01-01-23-03 | 1 | EA | BOARD, PC, ASSY #5181/1/A/2/A/1/A2, WU:FLOW SWITCH MDL FR-70 | IR10-0429 |  |  | FLUID COMPONENTS | 5181W-CC
SJG-I | 5962253794 |  | 01-01-23-03 | 2 | EA | CIRCUIT, INTEGRATED, GTE SYLV ECG2050, WU:FD FANS, UNITS 3&4 | IR10-0427 |  |  | GTE SYLVANIA, ELECTR | ECG 2050
SJG-I | 6110297113 |  | 01-01-23-03 | 2 | EA | CIRCUIT, INTEGRATED, VAGE REG, 12V, GTE ECG 966, WU:TAYLOR | IR10-0432 |  |  | ABB KENT-TAYLOR, INC | 129S824
SJG-I | 6110297121 |  | 01-01-23-03 | 1 | EA | CIRCUIT, INTEGRATED, VAGE REG, 5V,WU:TAYLOR EQUIP MDL1380RA1 | IR10-0433 |  |  | ABB KENT-TAYLOR, INC | 129S823
SJG-I | 5999286148 |  | 01-01-23-03 | 2 | KT | CONTACT, ELECTRICAL/KIT, 8 POLE, WU:VACUUM PUMP BREAKER | 5999286148 |  |  | SQUARE D COMPANY | GG-8
SJG-I | 6685366145 |  | 01-01-23-03 | 2 | EA | CONTROLLER, KIT, BAILEY CONTROLS COMPANY, 256108A1, WU:BAILEY CONTROLLER, BEARING COOLING WATER, UNIT 3 | IR10-0066 |  |  | BAILEY CONTROLS COMP | 256108A1
SJG-I | 6680344618 |  | 01-01-23-03 | 4 | EA | GLASS, GAUGE, REFLEX, 1-3/8"W, 10"L, 11/16"THK, THE ANCHOR P | IR10-0063 |  |  | MACBETH (BRAND GLASS | 57510
SJG-I | 6250000525 |  | 01-01-23-03 | 4 | EA | HOLDER, LAMP, ASSY, SINGLE CONT/BAYONET, TERM SCR, DIAMOND P | IR10-0060 |  |  | DIAMOND POWER INTERN | 844228-0023
SJG-I | 6240316726 |  | 01-01-23-03 | 2 | EA | HOLDER, LAMP, SCKT/FBR OPTICS, 300 V, 12/10 A, DIAMOND POWER | IR10-0059 |  |  | DIAMOND POWER INTERN | 844200-0002
SJG-I | 6680344238 |  | 01-01-23-03 | 3 | EA | SENSOR, LEVEL, FLOW, WU:NORGREN 1" BASIC OIL-FOG LUBRCATR TY | IR10-0062 |  |  | C.A.NORGREN COMPANY | BY DESCRP
SJG-I | 6685362813 |  | 01-01-23-03 | 1 | EA | THERMOMETER, INDUSTRIAL, 3-1/2", 20-180 DEG F, WEKSLER INSTRUMENTS, 105H-7 | IR10-0064 |  |  | WEKSLER INSTRUMENTS | 105H-7
SJG-I | 6645328029 |  | 01-01-23-03 | 1 | EA | TIMER, ELECTRICAL, EAGLE SIGNAL CO, BRI-5-A6-00 | IR10-0061 |  |  | EAGLE SIGNAL CO. | BRI-5-A6-00
SJG-I | 5365214898 |  | 01-01-23-09 | 36 | EA | RING, SEGMENT | IR00-0309 |  |  | GENERAL ELECTRIC | U699C071S0430
SJG-I | 5945243045 |  | 01-01-25-20 | 6 | EA | RELAY, TIME DELAY, 4/8A, GEN ELEC, 12IAC66K19AH1G | IR96-1363 |  |  | GENERAL ELECTRIC COM | 12IAC66K19AH1G
SJG-I | 5999269656 |  | 01-01-28-11 | 1 | EA | BOARD, PC AUX RLY GENERAL ELEC 1TM2-R001 | IR08-0009 |  |  | GENERAL ELECTRIC COM | 1TM2-R001
SJG-I | 5999282196 |  | 01-01-28-11 | 1 | EA | BOARD, PC GENERAL ELECTRIC CO 117D9976G0001 | IR08-0020 |  |  | GENERAL ELECTRIC | 117D9976G0001
SJG-I | 5999273583 |  | 01-01-28-11 | 1 | EA | BOARD, PC VAGE COMPARATOR GENERAL ELEC 1PU3-A001 | IR08-0017 |  |  | GENERAL ELECTRIC COM | 1PU3-A001
SJG-I | 5999272601 |  | 01-01-28-11 | 1 | EA | BOARD, PC VAGE SENSR 22 DC V GENERAL ELEC CO 1P3-E001 | IR08-0015 |  |  | GENERAL ELECTRIC CO | 1P3-E001
SJG-I | 5999269094 |  | 01-01-28-11 | 1 | EA | BOARD, PC, CONTROL/SPEED, GENERAL ELEC, 1S3-B001 | IR08-0008 |  |  | GENERAL ELECTRIC COM | 1S3-B001
SJG-I | 5365214476 |  | 01-01-30-12 | 17 | EA | RING, SEGMENT | IR00-0364 |  |  | GENERAL ELECTRIC | U699F071B0740
SJG-I | 5365214815 |  | 01-01-30-12 | 2 | EA | RING, SEGMENT | IR00-0365 |  |  | GENERAL ELECTRIC | U699C068S0580
SJG-I | 5365214823 |  | 01-01-30-12 | 8 | EA | RING, SEGMENT | IR00-0366 |  |  | GENERAL ELECTRIC | U699C069B0465
SJG-I | 5999271751 |  | 01-01-31-15 | 1 | EA | BOARD, PC BUS/TRIP 125/124V GENERAL ELEC 1TM2-A001 | IR08-0014 |  |  | GENERAL ELECTRIC COM | 1TM2-A001
SJG-I | 5999271611 |  | 01-01-31-15 | 2 | EA | BOARD, PC GENERAL ELECTRIC CO 1L2-G001 | IR08-0012 |  |  | GENERAL ELECTRIC COM | 1L2-G001
SJG-I | 5310155725 |  | 01-01-32-10 | 4 | EA | NUT, GENERAL ELECTRIC, U613X000P0219 | 5310155725 |  |  | GENERAL ELECTRIC CO. | U613X000P0219
SJG-I | 0100003094 |  | 01-01-39-18 | 1 | MS | BELT, 5VX1800, MATCH SET = 3EA UNIT 3 ONLY | 0100003094 |  |  | BABCOCK & WILCOX | 6347808
SJG-I | 5999280760 |  | 01-01-39-18 | 1 | EA | CONTACTOR, TYPE A202 LIGHTING , 60 A, 3 POLE, 120 V, NEMA SIZE 2, MDL J, ABB POWER T&D CO, A202K2CA | 5999280760 |  | ABB POWER | WESTINGHOUSE ELECTRI | A202K2CA
SJG-I | 9150489186 |  | 01-01-39-18 | 6 | EA | FLUID, SLCN, FMC CORP - DRIVE D, 2017001S | 9150489186 |  |  | FMC CORPORATION - DR | 2017Y1-S
SJG-I | 0100001716 |  | 01-01-39-18 | 6 | EA | GASKET, 3-3/8" ID, 4" OD, 1/16" THK, NON-ASB, NITRILE BND FB | 0100001716 |  |  | DIAMOND POWER | 3016732
SJG-I | 5330223156 |  | 01-01-39-18 | 3 | ST | GASKET, KIT, (1) 1R3098X0102, (1) 1R309999282, (1) 1R3100X00 | 5330223156 |  |  | FISHER CONTROLS COMP | RGASKETX022
SJG-I | 0100006967 |  | 01-01-39-18 | 1 | EA | INJECTOR, GREASE, SET, ALLEN-SHERMAN-HOFF, 225994, WU: U-1&4 BOTTOM ASH DRAG CHAIN, GREASE SEAL AUTO LUBE SYSTEM | 0100006967 |  | KAMAN INDUSTRIAL TEC | ALLEN-SHERMAN-HOFF / | 225994
SJG-I | 0100003931 |  | 01-01-39-18 | 42 | LF | PACKING, 1-1/2" RND INCONEL WIRE MESH | 0100003931 |  |  | BABCOCK & WILCOX | 8002724
SJG-I | 5330215780 |  | 01-01-39-18 | 31 | EA | PACKING, PREFORMED, BRAIDED, 5-7/16"ID, 6-7/16"OD, 1/2"THK, | 5330215780 |  |  | LAPMASTER INT'L DIV. | 1625G
SJG-I | 6625003337 |  | 01-01-39-18 | 1 | EA | PROCESSOR, UNIT, ALLEN-BRADLEY CO., 1745-LP101 | 6625003337 | ALLEN-BRADLEY CO. | 1745-LP101 | ALLEN-BRADLEY CO. | SLC100
SJG-I | 5330227876 |  | 01-01-39-18 | 11 | EA | RING, PACKING, UNITED CONVEYOR CORPORATI, 40625-26 | 5330227876 |  |  | UNITED CONVEYOR CORP | 40625-26
SJG-I | 5330215772 |  | 01-01-39-18 | 4 | EA | SEAL, PLT/END, UNITED CONVEYOR CORP, 406103 | 5330215772 |  |  | UNITED CONVEYOR CORP | 406103
SJG-I | 5930236285 |  | 01-01-39-18 | 1 | EA | SWITCH, SPEED, PILOT DUTY, 7.5 RFP ASCENDING SPD, HUBBELL, 2220-123CC4S | 5930236285 | HUBBELL INDUSTRIAL C | 2220-123CC4S | HUBBELL INDUSTRIAL C | HC00725440
SJG-I | 4810129488 |  | 01-01-39-18 | 1 | EA | VALVE, SOLENOID, OIL RESET, 60 HZ, OEM, NON-ASB, GE CO, 154B9793P0001, WU:GE TRBNS 170X763, 170X7648, SEQ 89A1, LUBE OIL MANIFOLD ASY U3&4 | IR97-0213 |  |  | GENERAL ELECTRIC CO. | 154B9793P0001
SJG-I | 3110072745 |  | 01-01-39-19 | 1 | EA | BEARING, BALL, 12088, DBL ROW, 1.1811"ID, 2.8346"OD, 1.1875" | 3110072745 |  |  | FAFNIR BEARING | 5306WG
SJG-I | 3110071499 |  | 01-01-39-19 | 1 | EA | BEARING, BALL, SINGLE ROW CONRAD, 0.6693"ID, 1.8504"OD, 0.55 | 3110071499 |  |  | BURKS PUMPS | 21000
SJG-I | 3110062472 |  | 01-01-39-19 | 5 | EA | BEARING, BALL, SINGLE ROW CONRAD, 3.5433"ID, 5.5118"OD, 0.94 | 3110062472 |  |  | ADVANCE SUPPLY & PUM | BY DESCRP
SJG-I | 3110058397 |  | 01-01-39-19 | 2 | EA | BEARING, BALL, SINGLE ROW RADIAL, (2) SHIELDS, 0.7874"ID, 2.0472"OD, 0.5906"W, FAFNIR BRG, 304KDD, WU: PLANT WIDE | 3110058397 | FAFNIR BEARING | 304KDD | SKF INDUSTRIES INC | 63042ZJEM
SJG-I | 3110070368 |  | 01-01-39-19 | 1 | ST | BEARING, JOURNAL, (4EA/ST), HLF/HIGH SPEED, WESTERN GEAR 6 | IR96-0496 |  |  | WESTERN GEAR CORP | 6
SJG-I | 0100001635 |  | 01-01-39-19 | 2 | EA | BOARD, CIRCUIT, PLC CONTROL SYS NETWORK ADAPTER CARD U1 FLYA | 0100001635 |  |  | ALLEN-BRADLEY CO | 1771-ACN15
SJG-I | 6625003592 |  | 01-01-39-19 | 1 | EA | SCANNER, INPUT/OUTPUT, ALLEN-BRADLEY CO., 1775-S4A | 6625003592 |  |  | ALLEN-BRADLEY CO. | 1775-S4A
SJG-I | 0100000860 |  | 01-01-39-19 | 3 | EA | SUPPLY, POWER, TRICONEX SYSTEMS 3100015-100 | 0100000860 |  |  | TRICONEX SYSTEMS | 3100015-100
SJG-I | 5305146358 |  | 01-01-39-20 | 4 | EA | BOLT, A. R. WILFLEY & SONS, INC, K323MS | 5305146358 |  |  | A. R. WILFLEY & SONS | K323MS
SJG-I | 3110072984 |  | 01-01-39-20 | 1 | EA | CAP, BEARING, A. R. WILFLEY & SONS, INC, K1160CI | 3110072984 |  |  | A. R. WILFLEY & SONS | K1160CI
SJG-I | 4320084769 |  | 01-01-39-20 | 5 | EA | DIAPHRAGM, VLV, A. R. WILFLEY & SONS, INC, K1047RCMS | 4320084769 |  |  | A. R. WILFLEY & SONS | K1047RCMS
SJG-I | 4320080155 |  | 01-01-39-20 | 1 | EA | END, CAP, A. R. WILFLEY & SONS, INC, K23 | 4320080155 |  |  | A. R. WILFLEY & SONS | K23
SJG-I | 5330172205 |  | 01-01-39-20 | 3 | EA | GASKET, CASE, NON-ASB, A. R. WILFLEY & SONS, INC, K115406URT | 5330172205 |  |  | A. R. WILFLEY & SONS | K115406URT
SJG-I | 4320084777 |  | 01-01-39-20 | 2 | EA | GASKET, CHECK VLV, NON-ASB, A. R. WILFLEY & SONS, INC, K1008 | 4320084777 |  |  | A. R. WILFLEY & SONS | K10085GYL
SJG-I | 5330217984 |  | 01-01-39-20 | 3 | EA | GASKET, EXPELLER/PLT, NON-ASB, A. R. WILFLEY & SONS, INC, K1 | 5330217984 |  |  | A. R. WILFLEY & SONS | K10084GYL
SJG-I | 5330193474 |  | 01-01-39-20 | 6 | LA | GASKET, FOLLOW PLT, 63"L, 1/2"THK, NON-ASB, A. R. WILFLEY & | 5330193474 |  |  | A. R. WILFLEY & SONS | WS1001704
SJG-I | 5330182675 |  | 01-01-39-20 | 4 | EA | GASKET, RUNNER, NON-ASB, A. R. WILFLEY & SONS, INC, K326RUB | 5330182675 |  |  | A. R. WILFLEY & SONS | K25A
SJG-I | 4320080395 |  | 01-01-39-20 | 2 | EA | HEAD, CYL, A. R. WILFLEY & SONS, INC, K509CI | 4320080395 |  |  | A. R. WILFLEY & SONS | K509CI
SJG-I | 3110058041 |  | 01-01-39-20 | 5 | EA | NUT, LOCK, BRG, STL, 18 TPI, N-14, SNR CORPORATION, N14 | 3110058041 |  |  | ARIZONA PNEUMATIC SY | BY DESCRP
SJG-I | 4320079462 |  | 01-01-39-20 | 4 | EA | PACKING, PREFORMED, RNG, A. R. WILFLEY & SONS, INC, WS100210 | 4320079462 |  |  | A. R. WILFLEY & SONS | WS1002104
SJG-I | 4320087366 |  | 01-01-39-20 | 5 | EA | PLATE, EXPELLER, 4"DIA, RUBBER, A. R. WILFLEY & SONS, INC, K1036RCDI | 4320087366 |  |  | A. R. WILFLEY & SONS | K1036RCDI
SJG-I | 4320087358 |  | 01-01-39-20 | 4 | EA | RING, SPACER, EXPELLER, RUBR, A. R. WILFLEY & SONS, INC, K10 | 4320087358 |  |  | A. R. WILFLEY & SONS | K1042RCDI
SJG-I | 5945248986 |  | 01-01-39-22 | 6 | EA | RELAY, OVERLOAD, INSTANTANEOUS OVERCURRENT, 0.025-32 A, 50/6 | 5945248986 |  |  | BASLER ELECTRIC | BE1-50-F2EA1PAONOF
SJG-I | 4730136258 |  | 01-01-39-23 | 1 | EA | NOZZLE, AIR, SPRAY,TYPE B, UNITS 3&4, TOP&BOT., 4", 272 GPM/ | 4730136258 |  |  | BETE FOG NOZZLE, INC | TH-24792/2
SJG-I | 0100006918 |  | 01-01-39-23 | 1 | EA | PUMP, GREASE, DIAMOND POWER, 226438, TAG #S13, WU: FOR 2FTX2FT CLINKER GRINDER; U-1&4 BOTTOM ASH, BOTTOM ASH DRAG CHAIN CONVEYOR | 0100006918 | TAG #S16 | DIAMOND POWER INTERN | THE BABCOCK & WILCOX | 226438
SJG-I | 0100002627 |  | 01-01-41-23 | 510 | PR | GOOGLE, SAFETY, WHEEL Z, BLACK FRAME, CLEAR LENS | 0100002627 |  |  | GATSA | 45079
SJG-I | 0100002627 |  | 01-01-41-24 | 223 | PR | GOOGLE, SAFETY, WHEEL Z, BLACK FRAME, CLEAR LENS | 0100002627 |  |  | GATSA | 45079
SJG-I | 5950247964 |  | 01-01-42-03 | 1 | EA | COIL, ELECTRICAL, 125 DC V, GENERAL ELECTRIC CO., 30217 | IR06-0160 |  |  | GENERAL ELECTRIC CO | 3021785
SJG-I | 5961004594 |  | 01-01-42-03 | 6 | EA | DIODE, 70 V, 0.075 A, TEXAS INSTRUMENTS, 1N457 | IR06-0153 |  |  | WINTRONIC | 1N457
SJG-I | 5961001285 |  | 01-01-42-03 | 9 | EA | DIODE, ZENER, 12 V, 1 W, GENERAL ELECTRIC, 44A337970 | IR06-0155 |  |  | ARID CONTROLS, INC. | 44A337970
SJG-I | 5330218396 |  | 01-01-42-03 | 1 | EA | GASKET, CORRUGATED, 10-1/4"ID, 11-3/4"OD, STL, NON-ASB, RND, THE WM. POWELL CO, 31453P310 | IR06-0156 |  |  | THE WM POWELL COMPAN | 31453P310
SJG-I | 5330181586 |  | 01-01-42-03 | 5 | EA | GASKET, INNER, NON-ASB, INGERSOLL RAND, 275B284X1 | IR06-0163 |  |  | ACRODYNE CORP | 275B284X1
SJG-I | 5330204214 |  | 01-01-42-03 | 20 | EA | O-RING, 11/16"ID, 13/16"OD, 1/16"THK, BUNA-N, | IR06-0151 |  |  | FISHER CONTROLS COMP | 13A1584X012
SJG-I | 5905217690 |  | 01-01-42-03 | 4 | EA | POTENTIOMETER, 10 K OHM, 1 W, 25, BOURNS, INC.3290H-1-103 | IR06-0150 |  |  | ROSEMOUNT ANALYTICAL | 669A595H01
SJG-I | 5905217591 |  | 01-01-42-03 | 2 | EA | POTENTIOMETER, 100 OHM, 0.75 W, 15, BOURNS, INC. 3006P-1-101 | IR06-0161 |  |  | ROSEMOUNT ANALYTICAL | 5503A35H04
SJG-I | 5365217990 |  | 01-01-42-03 | 2 | EA | RING, RETAINING, FLUID SYSTEMS DIVISION, 10-0530 | IR06-0157 |  |  | FLUID SYSTEMS DIVISI | 10-0530
SJG-I | 5305153388 |  | 01-01-42-03 | 4 | EA | SCREW, CAP, HEX, 1/2"DIA, 13 TPI, 1"L, SLCN BRONZE PLTD, WES | IR06-0148 |  |  | WESTINGHOUSE ELEC | 70100EG0CM
SJG-I | 5305153404 |  | 01-01-42-03 | 4 | EA | SCREW, CAP, HEX, 1/2"DIA, 13 TPI, 2-1/4"L, ZINC PLTD CS, 5 G | IR06-0154 |  |  | WESTINGHOUSE ELEC | 70100EG0CX
SJG-I | 5330187732 |  | 01-01-42-04 | 2 | EA | O-RING, 008, 3/16"ID, 5/16"OD, 1/16"THK, SLCN, FOXBORO COMPA | IR06-0175 |  |  | ADVANCE SUPPLY & PUM | BY DESCRP
SJG-I | 6625001737 |  | 01-01-42-04 | 1 | EA | PLATE, SET/FLEXURE, HYER INDUSTRIES INC., 5010405 | IR06-0183 |  |  | HYER INDUSTRIES, INC | 5010405
SJG-I | 6680339725 |  | 01-01-42-04 | 16 | EA | RING, MONITROL MFG., COMPANY, A12 | IR06-0173 |  |  | MONITROL MFG COMPANY | A12
SJG-I | 4030000311 |  | 01-01-42-04 | 13 | EA | SWIVEL, MONITROL MFG., COMPANY, A11 | IR06-0176 |  |  | MONITROL MFG COMPANY | A11
SJG-I | 6130000174 |  | 01-01-42-11 | 1 | EA | POWERSUPPLY, W/PWR UP INHIBIT, BENTLY NEVADA, 72050-01- | IR06-0164 |  |  | BENTLY NEVADA CORPOR | 72050-01-01
SJG-I | 5820000296 |  | 01-01-42-23 | 1 | EA | HOUSING, CAMERA, ARVIN/DIAM C/O FRANK G. 5149161043 WU: U3&4 | IR04-0069 |  |  | ARVIN/DIAMOND C/O FR | 5149161043
SJG-I | 5330189258 |  | 01-01-43-04 | 1 | KT | GASKET, KIT, COMPRESSOR, NON-ASBESTOS, DUNHAM BUSH INC., KIT-355 | IR01-0906 |  |  | DUNHAM BUSH INC. | KIT-355
SJG-I | 5330173179 |  | 01-01-43-04 | 1 | EA | GLAND, PACKING, BOX, 316SS, GOULDS 073716-1204 | IR01-0900 |  |  | GOULDS PUMPS, INC. | 073716-1204
SJG-I | 5310162374 |  | 01-01-43-04 | 1 | EA | NUT, TARGET, BRONZE, KENNEDY VALVE MFG. CO., 7 | IR01-0897 |  |  | AUTOMATIC SPRINKLER | 7
SJG-I | 5315161017 |  | 01-01-43-04 | 1 | BX | PIN, DRIVE, CONCRETE/STEEL, .145" DIA, 5/8"L | IR01-0899 |  |  | HILTI FASTENING SYST | 445726
SJG-I | 5330179952 |  | 01-01-43-04 | 1 | EA | RING, SEALING, VLV, 3"ID, LAPMASTER INT'L A DIVISIO, D-16110 | IR01-0902 |  | LAPMASTER INT'L | JOHN CRANE-HOUDAILLE | D-16110
SJG-I | 5330177402 |  | 01-01-43-04 | 3 | EA | SEAL, LABYRINTH, BRG, 5-15/16"ID, 6-7/8"OD, 1"THK, AL, SKF I | IR01-0901 |  |  | SKF INDUSTRIES, INC. | LER140
SJG-I | 6350000276 |  | 01-01-43-09 | 1 | EA | ALARM, OBSOLETE, W/ LOW ALARM ACCS, ABB KENT-TAYLOR INC, 1015NA10200 | IR97-0391 |  |  | ABB KENT-TAYLOR | 1015NA10200
SJG-I | 6685362797 |  | 01-01-43-09 | 1 | EA | BELLOWS, PRESSURE CAPSULE ELEMENT, ABB KENT-TAYLOR INC, 61S738-5 | IR97-0395 |  |  | ABB KENT-TAYLOR, INC | 61S738-5
SJG-I | 5999268658 |  | 01-01-43-09 | 1 | EA | BOARD, CIRCUIT, OBSOLETE/ PRINTED, ASSY, LEEDS & NORTHRUP, 005791 | IR97-0384 |  |  | LEEDS & NORTHRUP | 005791
SJG-I | 6685362987 |  | 01-01-43-09 | 1 | EA | CAPSULE, ASSY, FOXBORO ANALYTICAL, P0121AR | IR97-0396 |  |  | FOXBORO ANALYTICAL | P0121AR
SJG-I | 6695394178 |  | 01-01-43-09 | 1 | EA | CASSETTE, CHART, ABB KENT-TAYLOR INC, 84S206 | IR97-0399 |  |  | ABB KENT TAYLOR | 84S206
SJG-I | 6680340194 |  | 01-01-43-09 | 1 | EA | FLOAT, 3"DIA, 14"L, 304 STNLESS STL, FISHER CONTROLS COMPANY, 15A3848X172 | IR97-0392 |  |  | FISHER CONTROLS | 15A3848X172
SJG-I | 6110297279 |  | 01-01-43-09 | 1 | EA | HEATER, ELECTRIC, BAND, GENERAL ELECTRIC, 17AC8817P0001 | IR97-0389 |  |  | GENERAL ELECTRIC COM | 17AC8817P0001
SJG-I | 5999274037 |  | 01-01-43-09 | 2 | EA | MODULE, 12 VDC | IR97-0386 |  |  | RILEY CO | 70AR7
SJG-I | 6105288242 |  | 01-01-43-09 | 1 | EA | MOTOR, EVA REPAIR KIT, ELECTRIC | IR97-0387 |  |  | SULLAIR CORP | 1024
SJG-I | 6105290362 |  | 01-01-43-09 | 2 | EA | MOTOR, SYNCHRONOUS, 12RPM, 120V, ELECTRIC, 60 HZ | IR97-0388 |  |  | HONEYWELL | 30679475002
SJG-I | 6685370030 |  | 01-01-43-09 | 1 | EA | PROBE, TEMPERATURE, RESISTIVE, (RTS47A100C12.538X11H7M3) | IR97-0398 |  |  | HY CAL ENG | RTS47A100C12.538X11H
SJG-I | 6130000067 |  | 01-01-43-09 | 2 | EA | RECTIFIER, POWER BLOCK, POWER CUBE, 230 V, RELIANCE ELECTRIC CO., 701819-1AB | IR97-0390 |  |  | RELIANCE | 7018191AB
SJG-I | 6680343982 |  | 01-01-43-09 | 1 | EA | REGULATOR, SAMPLE, NO-NOX, THERMO ELECTRON CORP, 5029, CEM | IR97-0393 |  |  | THERMO ELECTRON | 5029
SJG-I | 6685368885 |  | 01-01-43-09 | 2 | AS | TRAP ASSEMBLY, FLOATWATER, PVC, MILTON ROY, 2562006 | IR97-0397 |  |  | MILTON ROY | 2562006
SJG-I | 3110063579 |  | 01-01-43-10 | 2 | EA | BEARING, SPIDER, GOULDS PUMPS, 077179101256351 | IR97-0347 |  |  | GOULDS PUMPS | 077179101256351
SJG-I | 4310074762 |  | 01-01-43-10 | 1 | EA | BUSHING, BIRD MACHINE COMPANY, INC, VLB2 024 00083 | IR97-0350 |  |  | BIRD MACHINE | VLB202400083
SJG-I | 3910000052 |  | 01-01-43-10 | 1 | EA | CAP, ROD ASSEMBLY, UCC, 4401-36 | IR97-0349 |  |  | UNITED CONVEYOR CORP | 440136
SJG-I | 3020052597 |  | 01-01-43-10 | 1 | EA | CHAIN, DRIVE, ROLLER, #100, 10'X1-1/4", REXNORD, 100 | IR97-0342 |  |  | REXNORD | 100
SJG-I | 4320088992 |  | 01-01-43-10 | 2 | EA | COUPLING, DRIVE, ITEM 118, 316 SS, GOULDS PUMPS, 71903-2229, | IR97-0356 |  |  | GOULDS PUMPS | 719032229
SJG-I | 4320085162 |  | 01-01-43-10 | 1 | EA | HOUSING, GEAR BOX, SPLIT RING, LOW SPEED, FALK CORPORATION DIVISION, 321223 | IR97-0354 |  |  | FALKA CORP | 321223
SJG-I | 3010050791 |  | 01-01-43-10 | 1 | EA | PISTON, CAST IRON, BETTIS CORPORATION, 3780 | IR97-0341 |  |  | BETTIS CORPORATION | 3780
SJG-I | 3110067869 |  | 01-01-43-10 | 2 | EA | PLATE, CLAMP, BEARING | IR97-0348 |  |  | GARDNER DENVER | 8500745
SJG-I | 3040057170 |  | 01-01-43-10 | 3 | EA | SHAFT, 2"X30", CHROME PLTD STL, LYNAIR INC., BY DESC | IR97-0344 |  |  | LYNAIR INC | BY DESCRP
SJG-I | 3040058046 |  | 01-01-43-10 | 1 | EA | SHAFT, ASSY/CNTR, DODGE DIV., RELIANCE ELEC, 390090 | IR97-0346 |  |  | DODGE DIV., RELIANCE | 390090
SJG-I | 3020056218 |  | 01-01-43-10 | 1 | EA | SHAFT, DRIVE, SPROCKET, BAILEY CONTROLS COMPANY, 5323754J1 | IR97-0343 |  |  | BAILEY CONTROLS COMP | 5323754J1
SJG-I | 3040057733 |  | 01-01-43-10 | 2 | EA | SPINDLE, SHAFT, 1-1/4" BORE | IR97-0345 |  |  | GREERCO CORP | BCLS12121
SJG-I | 5999269631 |  | 01-01-43-22 | 2 | EA | MODULE, DC TO AC INVERTER, BAILEY CONTROLS COMPANY 101071816 | IR07-0485 |  |  | BAILEY CONTROLS COMP | 101071816
SJG-I | 0100000660 |  | 01-01-43-22 | 3 | EA | PIN, X-HEAD, 1/2" X 7.60, GENERAL ELE U408A409L0768 | IR03-0004 |  |  | GENERAL ELECTRIC | U408A409L0768
SJG-I | 0100000662 |  | 01-01-43-22 | 1 | EA | SEAL,OIL,GENERATOR,PERFERRED MACHINE & TOOL PRODUCTS,111B7595P0005 | IR03-0002 |  |  | GENERAL ELECTRIC | 111B7595P0005
SJG-I | 0100000661 |  | 01-01-43-22 | 1 | EA | SEAL,OIL,TE,PERFERRED MACHINE & TOOL PRODUCTS,111B7598P0002 | IR03-0003 |  |  | GENERAL ELECTRIC | 111B7598P0002
SJG-I | 1950001402 |  | 01-01-44-01 | 3 | EA | STUD, TURBINE, WESTINGHOUSE ELECTRIC CORP, 795D419071 | 1950001402 |  |  | WESTINGHOUSE ELECTRI | 795D419071
SJG-I | 5999275737 |  | 01-01-44-05 | 1 | EA | BOARD, CIRCUIT, PRINTED, WIRNG TERM, HONEYWELL, PX3650ITNA1 | IR97-0078 |  |  | HONEYWELL, INC | PX3650ITNA1
SJG-I | 5999275745 |  | 01-01-44-05 | 1 | EA | BOARD, PRINTED CIRCUIT, ATTENTUATOR, 5V, HONEYWELL, 4DP3010ASAF61 | IR97-0079 |  |  | HONEYWELL, INC | 4DP3010ASAF61
SJG-I | 5999275695 |  | 01-01-44-05 | 1 | EA | BOARD, PRINTED CIRCUIT, WIRNG LMP DRVR, HONEYWELL, PX3650ICLA2 | IR97-0075 |  |  | HONEYWELL, INC | PX3650ICLA2
SJG-I | 5999275729 |  | 01-01-44-05 | 1 | EA | BOARD, PRINTED CIRCUIT, WIRNG RTD BRIDGE, HONEYWELL, 68A990593G1 | IR97-0077 |  |  | HONEYWELL, INC | 68A990593G1
SJG-I | 5999275216 |  | 01-01-44-05 | 1 | EA | MODULE, FIRING | IR97-0072 |  |  | EXIDE POWER | 101070204
SJG-I | 4320079447 |  | 01-01-44-07 | 2 | EA | GUARD, DE LAVAL TURBINE INC., N588AM | IR01-1116 |  |  | DE LAVAL TURB | N588AM
SJG-I | 4320085501 |  | 01-01-44-07 | 1 | EA | PLATE, SEAL, BRG CVR, ROBBINS & MYERS, INC, A06341 | 4320085501 |  | PUMPS & SERVICE | ROBBINS & MYERS, INC | A06341
SJG-I | 4320089420 |  | 01-01-44-07 | 1 | EA | PLATE, SLMP/BRG | IR01-1122 |  |  | GARDNER-DENVER | 8508479
SJG-I | 4320089438 |  | 01-01-44-07 | 1 | EA | PLATE, SLMP/BRG | IR01-1123 |  |  | GARDNER-DENVER | 8508478
SJG-I | 4320089446 |  | 01-01-44-07 | 1 | EA | PLATE, SLMP/BRG | IR01-1124 |  |  | GARDNER-DENVER | 8508477
SJG-I | 4320089412 |  | 01-01-44-07 | 1 | EA | PLATE, SLMP/SHFT | IR01-1121 |  |  | GARDNER-DENVER | 8508476
SJG-I | 4140001217 |  | 01-01-44-07 | 1 | EA | SLINGER, MECHANICAL, OIL, COOPER INDUSTRIES, 8500738, WU:G-D | IR01-1114 |  |  | GARDNER-DENVER COMPA | 8500738
SJG-I | 4320089453 |  | 01-01-44-07 | 2 | EA | SPACER, BRG | IR01-1125 |  |  | GARDNER-DENVER | 8508480
SJG-I | 4210000909 |  | 01-01-44-07 | 2 | EA | TUBE, ASSY, CHEMETRON, 204803357 | IR01-1115 |  |  | CHEMETRON | 204803357
SJG-I | 3110072745 |  | 01-01-44-08 | 2 | EA | BEARING, BALL, 12088, DBL ROW, 1.1811"ID, 2.8346"OD, 1.1875" | 3110072745 |  |  | FAFNIR BEARING | 5306WG
SJG-I | 3110071234 |  | 01-01-44-08 | 2 | EA | BEARING, CONE, TAP ROER, 1.5749"ID, 1.1875"W, 0.0310", TIMKEN CO, 3879, WU:GEARBOX PRIMARY AIR HEATER | IR01-1101 |  |  | TIMKEN CO | 3879
SJG-I | 3110071275 |  | 01-01-44-08 | 2 | EA | BEARING, CONE, TAP ROER, 2.5000"ID, 1.8125"W, 0.1400", TIMKEN CO., H715336 | IR01-1104 |  |  | TIMKEN CO | H715336
SJG-I | 3110071259 |  | 01-01-44-08 | 2 | EA | BEARING, CONE, TAPPERED ROER, 2.1250"ID, 1.4375"W, 0.1400", TIMKEN CO., HM807049 | IR01-1102 |  |  | TIMKEN CO | HM807049
SJG-I | 3110071267 |  | 01-01-44-08 | 4 | EA | BEARING, CUP, TAP ROER, 4.1250"OD, 1.2500"W, 0.0310", TIMKEN CO., HM807011 | IR01-1103 |  |  | TIMKEN CO | HM807011
SJG-I | 3110071309 |  | 01-01-44-08 | 2 | EA | BEARING, CUP, TAP ROER, 9.6250"OD, 1.3125"W, 0.1250", TIMKEN, 81962 | IR01-1105 |  |  | TIMKEN CO | 81962
SJG-I | 3110070285 |  | 01-01-44-08 | 1 | EA | BEARING, ROLLER, SPHERICAL, 3.3465"ID, 7.0866"OD, 2.3622"W, BABCOCK & WILCOX COMPANY, 0456427 | IR01-1100 |  |  | BABCOCK & WILCOX | 0456427
SJG-I | 3110072141 |  | 01-01-44-08 | 2 | EA | BEARING, SHAFT, JAMESBURY, 006-0555-36, WU: JAMESBURY WAFERSPHERE VALVE 4", F IGURE 830L-11-3600MT, PYRITE CONVEYING JET VALVES, UNIT 3 & 4 | IR01-1106 |  |  | JAMESBURY | 006-0555-36
SJG-I | 3990000402 |  | 01-01-44-08 | 1 | EA | CARTRIDGE, UCC, 405046-1, WU: UCC FLYASH & BOTTOM ASH SYSTEM, UNIT 3 | IR01-1112 |  |  | UCC | 405046-1
SJG-I | 3660000948 |  | 01-01-44-08 | 2 | EA | HEAD, BLANK END, AMERICAN PRECISION INDUST, 33D02E3 | IR01-1109 |  |  | AMERICAN PRECISION | 33D02E3
SJG-I | 3660000930 |  | 01-01-44-08 | 1 | EA | HEAD, INLET-OUTLET END, AMERICAN PRECISION INDUST, 32D02E3 | 3660000930 |  |  | INDUSTRIES INC. | 32D02E3
SJG-I | 3910000300 |  | 01-01-44-08 | 1 | EA | ROLLER, GUIDE, ASSY, ROBBINS ENGR, BM-16580, WU:ROBINS ENG C | IR01-1110 |  |  | ROBBINS ENGINEERING | BM-16580
SJG-I | 3020055400 |  | 01-01-44-09 | 3 | EA | ARM, LINK ROD/LEFT HAND, W.W. SLY MFG CO, ABC-514-1 | IR01-1093 |  |  | W.W. SLY MFG. | ABC-514-1
SJG-I | 3020054734 |  | 01-01-44-09 | 3 | EA | ARM, LINK ROD/RIGHT HAND, W.W. SLY MFG CO, ABC-514-1 | IR01-1092 |  |  | W.W. SLY MFG. | ABC-515-1
SJG-I | 3020054726 |  | 01-01-44-09 | 8 | EA | BLOCK, GUIDE, W.W. SLY MFG CO, ABC-515 | IR01-1091 |  |  | W.W. SLY MFG. | ABC-515
SJG-I | 3040057147 |  | 01-01-44-09 | 2 | EA | BODY, CYLINDER, UCC, 44276-1 | IR01-1096 |  |  | UCC | 44276-1
SJG-I | 3040057386 |  | 01-01-44-09 | 1 | EA | ECCENTRIC, MECHANICAL, CAM/GEAR, ALIMAK ELEVATOR COMPANY I, | 3040057386 |  |  | ALIMAK ELEVATOR COMP | 471839
SJG-I | 3020055608 |  | 01-01-44-09 | 4 | EA | GEAR, FEEDBACK/OUTPUT SHFT, JORDAN CONTROLS INC., 16B-003804 | 3020055608 |  |  | ARID CONTROLS, INC. | 16B-003804
SJG-I | 3010051260 |  | 01-01-44-09 | 1 | AS | HOUSING, ASSY/THRUST, W/ HOLE ASSY, JORDAN CONTROLS INC., 60 | 3010051260 |  | ARID CONTROLS, INC. | JORDAN CONTROLS INC | 60
SJG-I | 3020053132 |  | 01-01-44-09 | 1 | EA | ROTOR, PUMP, SHFT, VIKING PUMP DIVISION, 3-568-575-312-20 | 3020053132 |  | PUMPS & SERVICE | VIKING PUMP DIVISION | 3-568-575-312-20
SJG-I | 3020055772 |  | 01-01-44-09 | 4 | EA | STRIP, MULLION/FRNT/DBL W, 3" | IR01-1095 |  |  | W.W. SLY MFG | ABC-3{3}B
SJG-I | 3010050908 |  | 01-01-44-09 | 1 | EA | WEIGHT, ASSY, JORDAN CONTROLS INC., 68A-019317-001 | IR01-1087 |  |  | JORDAN CONTROLS INC | 68A-019317-001
SJG-I | 3110067224 |  | 01-01-44-10 | 1 | EA | BEARING, BOWL, BOWL/TOP/INTERMEDIATE, WORTHINGTON PUMPS CORP., VK25197 | IR01-0926 |  |  | WORTHINGTON PUMPS CO | VK25197
SJG-I | 3110073016 |  | 01-01-44-10 | 2 | EA | BEARING, CONE, TAP ROER, 1.7710"ID, 1.4200"W, 0.1710", TIMKEN CO., 527S | IR01-0929 |  |  | TIMKEN CO | 527S
SJG-I | 3110073008 |  | 01-01-44-10 | 4 | EA | BEARING, CUP, TAP ROER, 4.0000"OD, 1.0625"W, 0.1250", TIMKEN CO., 522 | IR01-0928 |  |  | TIMKEN CO | 522
SJG-I | 4810114050 |  | 01-01-44-10 | 1 | EA | BONNET, INLET, ELLIOTT COMPANY, P2275R117 | IR01-0937 |  |  | ELLIOTT COMPANY | P2275R117
SJG-I | 4330078330 |  | 01-01-44-10 | 2 | EA | COUPLING, DRIVE, ALFA-LAVAL SEPARATION, IN, 8702782-01 | IR01-0933 |  |  | ALFA-LAVAL SEPARATIO | 8702782-01
SJG-I | 4540000496 |  | 01-01-44-10 | 6 | EA | ELEMENT, ELECTRICAL, HEATING/STRIP, 240 V, 1000 W, CHROMALOX | IR14-0115 | IR01-0936 |  | CHROMALOX | 0T-2401
SJG-I | 3915000842 |  | 01-01-44-10 | 2 | EA | LEVER, CAST IRON, UCC, 40258-1, WU: UCC ASH HANDLING SYSTEM, UNITS 1 & 2 | IR01-0931 |  |  | UNITED CONVEYOR CORP | 40258-1
SJG-I | 3040057162 |  | 01-01-44-10 | 2 | EA | SHAFT, DRIVE, OUTPUT, STANLEY-VEMCO DIVISION OF, 410-070 | IR01-0925 |  | J.J. GLEW COMPANY | STANLEY-VEMCO DIVISI | 410-070
SJG-I | 5999286486 |  | 01-01-44-17 | 19 | EA | BOARD, CIRCUIT, PRINTED, COMMUNICATIONS LINK, EATON CORP, D520BX1, WU:MULTIPLEXER REPLACEMENT SYST, U-1&2 | IR00-0381 |  |  | EATON CORP | D520BX1
SJG-I | 5999286668 |  | 01-01-44-17 | 1 | EA | CONVERTER, ELECTRONIC, BLK BX, RS232-20MA, EATON CORP, BY DESCRP, WU:MULTIPLEXER REPLACEMENT SYST, U-1&2 | IR00-0386 |  |  | EATON CORP | BY DESCRP
SJG-I | 5999286387 |  | 01-01-44-17 | 13 | EA | MODULE, ANALOG OUTPUT, 4-20 MA | IR00-0380 |  |  | EATON CORP | D520TA1
SJG-I | 5999286353 |  | 01-01-44-18 | 10 | EA | MODULE, ANALOG INPUT, 1-5 VDC | IR00-0379 |  |  | EATON CORP | D520RA1
SJG-I | 5999286551 |  | 01-01-44-18 | 7 | EA | MODULE, COMMUNICATION LINK | IR00-0384 |  |  | EATON CORP | D520CM3
SJG-I | 6680345490 |  | 01-01-44-19 | 1 | EA | TACHOMETER & OVERSPEED SWITCH ASSY | IR00-0419 |  |  | HUBBELL INDUSTRIAL | 48551
SJG-I | 3110059106 |  | 01-01-45-01 | 2 | EA | BEARING, ROLLER, SPHERICAL/THRUST, 5.9055"ID, 9.8425"OD, 2.3620"W, CONSOLIDATED BEARING, 29330M | IR00-0012 |  |  | CONSOLIDATED BEARING | 29330M
SJG-I | 3110069717 |  | 01-01-45-01 | 1 | EA | HOUSING, OBSOLETE, SEAL/ROTARY, A.R. WILFLEY & SONS INC., AG4224A20, (IR00-0014) | IR00-0014 |  |  | A.R. WILFLEY & SONS | AG4224A20
SJG-I | 3110069642 |  | 01-01-45-01 | 1 | EA | RETAINER, BRG, WALLACE & TIERNAN DIVISIO, P51556 | IR00-0013 |  |  | WALLACE & TIERNAN | P-51556
SJG-I | 3040058178 |  | 01-01-45-01 | 1 | EA | SHAFT, DRIVE, OUTPUT, WALLACE & TIERNAN, P-47715 | IR00-0011 |  |  | WALLACE & TIERNAN | P-47715
SJG-I | 3040058160 |  | 01-01-45-01 | 1 | EA | SHAFT, OBSOLETE, INPUT, WALLACE & TIERNAN DIV., P-45512, (IR00-0010) | IR00-0010 |  |  | WALLACE & TIERNAN | P-45512
SJG-I | 3040058152 |  | 01-01-45-01 | 1 | EA | WORMSHAFT, WALLACE & TIERNAN DIVISIO, P-47684 | IR00-0009 |  |  | WALLACE & TIERNAN | P-47684
SJG-I | 3110066333 |  | 01-01-45-02 | 1 | EA | BEARING, GENERAL ELECTRIC CO, F110B150-6-B15 | IR00-0025 |  |  | GENERAL ELECTRIC CO. | F110B150-6-B15
SJG-I | 3110071515 |  | 01-01-45-02 | 2 | EA | BEARING, LINESHAFT, GOULDS PUMPS, B9963-7-4-9999, WU:GOULDS PMP MDL VIT-FF, SIZE 6X11 ALC/1, CLEARWELL PUMP, WRS | IR00-0016 |  |  | JAMES S. KONE & CO. | B9963-4-9999
SJG-I | 3110071523 |  | 01-01-45-02 | 2 | EA | BEARING, SUCTION BELL, JAMES S. KONE & CO., B9962-7-4-9999 | IR00-0017 |  |  | JAMES S. KONE & CO. | B9962-7-4-9999
SJG-I | 4320076260 |  | 01-01-45-02 | 1 | EA | IMPELLER, PUMP, 9-1/8"DIA, THE DURIRON CO, CY36650A | IR00-0032 |  |  | DURIRON CO. | CY36650A
SJG-I | 3915001121 |  | 01-01-45-02 | 1 | EA | SHAFT, DRIVE, WALLACE & TIERNAN P-47701 | IR00-0021 |  |  | WALLACE & TIERNAN | P-47701
SJG-I | 4330078249 |  | 01-01-45-03 | 1 | EA | BASKET, SLUDGE, ALFA-LAVAL SEPARATION, 524381-82 | IR00-0089 |  |  | ALFA-LAVAL SEPARATIO | 524381-82
SJG-I | 4410000188 |  | 01-01-45-03 | 2 | EA | CAP, INSPECTION/HEADER, FOSTER WHEELER ENERGY COR, DWG 0-1041-105 | IR00-0090 |  |  | FOSTER WHEELER | DWG 0-1041-105
SJG-I | 4310074366 |  | 01-01-45-03 | 1 | EA | DIAPHRAGM, UP, FAIRCHILD INDUSTRIAL PROD, EB15573-3, (IR00-0083) | IR00-0083 |  |  | FAIRCHILD INDUSTRIAL | EB15573-3
SJG-I | 6115001148 |  | 01-01-45-03 | 8 | EA | INSERT, LOCKING, WESTINGHOUSE ELECTRIC, BY DESCRP | IR00-0086 |  |  | WESTINGHOUSE ELECTRI | BY DESCRP
SJG-I | 4810124570 |  | 01-01-45-03 | 1 | EA | RING, ADJUSTING, UPPER | IR00-0082 |  |  | DRESSER INDUSTRIAL V | VEN804A
SJG-I | 5330213454 |  | 01-01-45-03 | 1 | ST | RING, OIL | IR00-0087 |  |  | GENERAL ELECTRIC | 34A770042-704
SJG-I | 5365213312 |  | 01-01-45-03 | 2 | AS | RING, SEALING, TRUNNION | IR00-0085 |  |  | ABB AIR PREHEATER IN | BY DESCRP
SJG-I | 4730125293 |  | 01-01-45-04 | 3 | EA | TEE, PIPE, 1.25 CHROME, 9000LB, 2" | IR96-0166 |  |  | MCJUNKIN CORP | BY DESCRP
SJG-I | 5999267866 |  | 01-01-45-05 | 1 | EA | BOARD, CIRCUIT, PRINTED, STEP CNTRL, CONTROL PRODUCTS DIV., 31077-01, WU:AGASTAT STEEPING SWTCH MDL EMS 18AB24UG2M2, SO2, U1&2 | IR00-0068 |  |  | CONTROL PRODUCTS | 31077-01
SJG-I | 4810113680 |  | 01-01-45-05 | 1 | EA | BUSHING, VALVE, YOKE & MOTOR FLANGE, YARWAY, BY DESCRP | IR00-0069 |  |  | YARWAY | BY DESCRP
SJG-I | 4320077599 |  | 01-01-45-05 | 1 | EA | IMPELLER, OBSOLETE, 1", 8-1/2"DIA, STNLESS STL, 6, ALLIS CHALMERS CORP., 52-320-079-101, (IR00-0074) | IR00-0074 |  |  | ALLIS CHALMERS CORP | 52-320-079-101
SJG-I | 6105288580 |  | 01-01-45-05 | 1 | EA | MOTOR, ELECTRIC, 1/12 RPH RPM, 120V, 60HZ, TIMER, 5W | IR00-0072 |  |  | INDUSTRIAL TIMER COR | 2-113
SJG-I | 4610000509 |  | 01-01-45-05 | 1 | EA | NOZZLE, ASPRTR, 1/2", BRS, PORTEC, INC., 0490504 | IR00-0070 |  |  | PORTEC, INC | 0490504
SJG-I | 5315157718 |  | 01-01-45-05 | 2 | EA | PIN, LOCK, 2-1/2"L | IR00-0102 |  |  | BYRON JACKSON | 647536-AP
SJG-I | 4810115206 |  | 01-01-45-05 | 1 | EA | RING, UPPER ADJUSTING, DRESSER INDUSTRIAL, WZ804A | IR96-1063 |  |  | DRESSER INDUSTRIAL V | WZ804A
SJG-I | 4320076104 |  | 01-01-45-05 | 1 | EA | ROD, CONNECTING, SS | IR00-0073 |  |  | ROBBINS & MYERS | 25
SJG-I | 4320081021 |  | 01-01-45-05 | 1 | EA | SLEEVE | IR00-0075 |  |  | WALLACE & TIERNAN | P-39369
SJG-I | 6695394715 |  | 01-01-45-05 | 1 | EA | TRANSDUCER, PRESSURE, 10-400", H2O, 303SS/VITON | IR00-0071 |  |  | ASCO | TB10A32
SJG-I | 4810137432 |  | 01-01-45-05 | 4 | EA | VALVE, KIT, REPAIR/SOLENOID, NUMATICS, INC., MK15-K1 | IR00-0100 |  |  | NUMATICS, INC. | MK15-K1
SJG-I | 3010047789 |  | 01-01-45-06 | 1 | EA | BREATHER, HOLD BACK, MARLAND ONE-WAY CLUTCH CO, BY DESCRP | IR00-0033 |  |  | MARLAND ONE-WAY CLUT | BY DESCRP
SJG-I | 4330077704 |  | 01-01-45-06 | 1 | EA | DISC, GRAVITY, ALFA-LAVAL SEPARATION 517242-6 | IR00-0051 |  |  | ALFA-LAVAL SEPARATIO | 517242-6
SJG-I | 4330077688 |  | 01-01-45-06 | 1 | EA | DRUM, STRNR, ALFA-LAVAL SEPARATION, 515482-32, WU:DELAVAL SEPERATOR PURIFIER MDL MAB-104, S/N 2975610, U-3&4 | IR00-0050 |  |  | ALFA-LAVAL | 515482-32
SJG-I | 4320077169 |  | 01-01-45-06 | 1 | EA | IMPELLER, 13"DIA, 316 SS, REF 101, GOULDS PUMPS, BY DESCRP, | IR00-0043 |  |  | GOULDS PUMPS | BY DESCRP
SJG-I | 4320075536 |  | 01-01-45-06 | 1 | EA | IMPELLER, OBSOLETE, PUMP, 7-1/2"DIA, 316 STNLESS STL, THE DURIRON COMPANY, INC., CY36650A, (IR00-0036) | IR00-0036 |  |  | DURIRON CO | CY36650A
SJG-I | 4320077367 |  | 01-01-45-06 | 1 | EA | IMPELLER, OBSOLETE, PUMP, 8-5/8"DIA, HASTALLOY/DURIMET 20, THE DURIRON COMPANY, INC., CY36650A, (IR00-0044) | IR00-0044 |  |  | DURIRON CO. | CY36650A
SJG-I | 4320075627 |  | 01-01-45-06 | 1 | EA | IMPELLER, PUMP, 11-1/8"DIA, INCONEL 625, ABS PUMP COMPANY, D6444, (IR00-0038) | IR00-0038 |  |  | ABS PUMP CO | D6444
SJG-I | 4320086475 |  | 01-01-45-06 | 1 | EA | IMPELLER, PUMP, 12-1/8"DIA, 316 STNLESS STL, THE DURIRON COMPANY, INC., CY36846A | IR00-0048 |  |  | DURIRON CO | CY36846A
SJG-I | 4320090840 |  | 01-01-45-06 | 1 | EA | IMPELLER, PUMP, THE DURIRON COMPANY, INC., MY36649AA130/117 | IR00-0049 |  |  | DURIRON CO | MY36649AA130/117
SJG-I | 4320075775 |  | 01-01-45-06 | 2 | EA | SLEEVE, SHAFT, 416SS | IR00-0039 |  |  | GOULDS PUMPS | 046692G020-2217
SJG-I | 4730125376 |  | 01-01-45-07 | 6 | EA | UNION, PIPE, 1.25 CHROME, SOCKETWELD, 9000 LB | IR96-0169 |  |  | MCJUNKIN CORP | BY DESCRP
SJG-I | 4730127984 |  | 01-01-45-07 | 4 | EA | UNION, PIPE, 1.25 CHROME, SOCKETWELD, 9000 LB, 1.25" | IR96-0172 |  |  | MCJUNKIN CORP | BY DESCRP
SJG-I | 5999276412 |  | 01-01-45-08 | 1 | EA | BOARD, CIRCUIT, PRINTED, COMPARATOR, WESTINGHOUSE ELECTRIC COR, 0398545001 | IR00-0116 |  |  | WESTINGHOUSE ELECTRI | 0398545001
SJG-I | 5999276453 |  | 01-01-45-08 | 1 | EA | BOARD, CIRCUIT, PRINTED, COMPARATOR/ANALOG, WESTINGHOUSE ELECTRIC COR, 0396557001 | IR00-0117 |  |  | WESTINGHOUSE ELECTRI | 0396557001
SJG-I | 5999285512 |  | 01-01-45-08 | 1 | EA | BOARD, CIRCUIT, PRINTED, DRVR/INTEGRATOR, FOXBORO CO, 2AO-1PD-S | IR00-0143 |  |  | FOXBORO CO | 2AO-1PD-S
SJG-I | 5999286155 |  | 01-01-45-08 | 2 | EA | BOARD, CIRCUIT, PRINTED, HAYS REPUBLIC CORPORATION, 633550 | IR00-0119 |  |  | MILTON ROY COMPANY | 633550
SJG-I | 5999276446 |  | 01-01-45-08 | 1 | EA | BOARD, CIRCUIT, PRINTED, LMP DRIVER, WESTINGHOUSE, 3111705001 | IR00-0123 |  |  | WESTINGHOUSE | 3111705001
SJG-I | 5999276438 |  | 01-01-45-08 | 1 | EA | BOARD, CIRCUIT, PRINTED, NIXIE DRVR 4, WESTINGHOUSE ELECTRIC COR, 0398562001 | IR00-0122 |  |  | WESTINGHOUSE | 0398562001
SJG-I | 5999268799 |  | 01-01-45-08 | 1 | EA | BOARD, CIRCUIT, PRINTED, WESTINGHOUSE ELECTRIC, 3111387 | IR00-0121 |  |  | WESTINGHOUSE ELECTRI | 3111387
SJG-I | 4710099575 |  | 01-01-45-08 | 5 | EA | NIPPLE, BOILER TUBE, 2-1/4", 3-1/4"L, SA213, 0.351"MW | IR00-0115 |  |  | ANY MFG | BY DESCRP
SJG-I | 5930232904 |  | 01-01-45-08 | 1 | EA | SWITCH, WESTINGHOUSE ELECTRIC COR, 721J127034 | IR00-0126 |  |  | WESTINGHOUSE ELECTRI | 721J127034
SJG-I | 5930232839 |  | 01-01-45-08 | 1 | EA | SWITCH, WESTINGHOUSE ELECTRIC COR, 721J127049 | IR00-0125 |  |  | WESTINGHOUSE ELECTRI | 721J127049
SJG-I | 5930232912 |  | 01-01-45-08 | 1 | EA | SWITCH, WESTINGHOUSE ELECTRIC COR, 823A627005 | IR00-0127 |  |  | WESTINGHOUSE ELECTRI | 721J127022
SJG-I | 5910223360 |  | 01-01-45-09 | 5 | EA | CAPACITOR, AL, 1000 DC V, 6 UF, PLG IN, GE, 68A7178P14 | IR96-0197 |  |  | GENERAL ELECTRIC CO. | 68A7178P14
SJG-I | 6250000293 |  | 01-01-45-10 | 3 | EA | BALLAST, LIGHTING, 277 V, THE GENLYTE GROUP, RM-700-95-277V | IR96-0223 |  |  | THE GENLYTE GROUP | RM-700-95-277V
SJG-I | 5999278954 |  | 01-01-45-10 | 3 | EA | BOARD, CIRCUIT, PRINTED, CNTRLLER, 60 HZ, 1-3, RELIANCE ELECTRIC CO., 0-51381-13 | IR96-0218 |  |  | RELIANCE ELECTRIC CO | 0-51381-13
SJG-I | 6685365089 |  | 01-01-45-10 | 2 | EA | DIODE, PHOTOCOUPLR, FOXBORO NO259BH | IR96-0226 |  |  | FOXBORO COMPANY | N0259BH
SJG-I | 5930233738 |  | 01-01-45-10 | 3 | EA | SWITCH, PRESSURE | IR96-0199 |  |  | AUTOMATIC SPRINKLER | 79-904C
SJG-I | 6645328201 |  | 01-01-45-10 | 1 | EA | TIMER, ELEC, RESET, 120/240 V, 10/5 A, EAGLE SGNL, 510A6 | IR96-0225 |  |  | EAGLE SIGNAL COMPANY | 510A6
SJG-I | 3010051211 |  | 01-01-45-11 | 1 | EA | ACTUATOR REPAIR KIT, TUFLINE/XOMOX, 990185, WU: MATRYX ACTUATOR, MDL MX750, 01 AREA, U-3&4 | IR98-0277 |  |  | TUFLINE/XOMOX | 990185
SJG-I | 3030053569 |  | 01-01-45-11 | 2 | EA | BELT, DRIVE, RECORDER, ABB KENT-TAYLOR INC, 75P76 | IR98-0287 |  |  | ABB KENT-TAYLOR, INC | 75P76
SJG-I | 3010051005 |  | 01-01-45-11 | 1 | EA | CAM, ASSEMBLY, TRACOR WESTRONICS, 21243-01 | IR98-0274 |  |  | TRACOR-WESTRONICS | 21243-01
SJG-I | 3010050486 |  | 01-01-45-11 | 1 | EA | COVER, GRIDMEMBER, SPRING, CARBON STEEL, FALK CORP, 100T20, WU: FALK MOTOR COUPLING | IR98-0272 |  |  | FALK CORP | 100T20
SJG-I | 3020055038 |  | 01-01-45-11 | 1 | EA | GEAR, GARDNER-DENVER, 8503299 | IR98-0281 |  |  | GARDNER-DENVER COMPA | 8503299
SJG-I | 3020055020 |  | 01-01-45-11 | 1 | EA | GEAR, PINION, GARDNER-DENVER, 8503298 | IR98-0280 |  |  | GARDNER-DENVER COMPA | 8503298
SJG-I | 3010051229 |  | 01-01-45-11 | 2 | EA | HUB, COUPLING, SK134, 1-3/4"BORE, DAYCO RUBBER PRODUCTS CO, | IR98-0278 |  |  | ADVANCE SUPPLY & PUM | BY DESCRP
SJG-I | 3010051120 |  | 01-01-45-11 | 1 | EA | POSITIONER, VALVE, PNEUMATIC, 42 PSIG CLOSE/ 60PSIG OPEN | IR98-0275 |  |  | ROBBINS & MYERS | BY DESCRP
SJG-I | 3020056028 |  | 01-01-45-11 | 2 | EA | SPROCKET, DRIVE, CHAIN, 14.900"OD, 1", #80, 45, MARTIN SPROC | IR98-0284 |  |  | KAMAN INDUSTRIAL TEC | BY DESCRP
SJG-I | 3020055806 |  | 01-01-45-11 | 3 | EA | SPROCKET, DRIVE, CHAIN, 3.457"OD, 1/2", #40, 20, MARTIN SPRO | IR98-0282 |  |  | KAMAN INDUSTRIAL TEC | BY DESCRP
SJG-I | 3020056010 |  | 01-01-45-11 | 1 | EA | SPROCKET, DRIVE, CHAIN/HARDENED, 5.310"OD, 1", #80, 15, MART | IR98-0283 |  |  | KAMAN INDUSTRIAL TEC | BY DESCRP
SJG-I | 3110064197 |  | 01-01-45-12 | 8 | EA | BEARING, BALL, 2.0000"ID, 3.3438"OD, 0.8125"W, 3-PIECE GROV, AETNA BEARING CO, F-25 | IR98-0311 |  |  | ANDREWS BEARING | GT-25
SJG-I | 3110059312 |  | 01-01-45-12 | 2 | EA | BEARING, CUP, TAP ROER, 3.5433"OD, 0.7283"W, 0.0200", CHEMINEER INC, 3700-104B, TIMKEN, JLM506810 | IR98-0305 |  |  | TIMKEN CO | JLM506810
SJG-I | 3110064254 |  | 01-01-45-12 | 4 | EA | BEARING, PILOTED FLANGE, BALL, 4 BOLT, RELIANCE ELECTRIC, 126171 | IR98-0312 |  |  | RELIANCE ELECTRIC | 126171
SJG-I | 3110063843 |  | 01-01-45-12 | 3 | EA | BUSHING, BEARINGG, 1-3/16"ID, 2-1/8"OD, 3-3/4"L, BRS, GOULDS PUMPS, A6337, WU;GOULDS VERT TURBINE PMP, MDL VIC-CC, 13 STAGE, SCRUBBER RET PMP | IR98-0310 |  |  | GOULDS PUMPS | A6337
SJG-I | 3040058400 |  | 01-01-45-12 | 1 | EA | CYLINDER, DBL STROKE, 3-1/2"ID, 19.54"L, PILLAR MOTION CONTROLS, D96X6 DE #3 ROD END | IR98-0298 |  |  | ADVANCED AIR PRODUCT | BY DESCRP
SJG-I | 3040058434 |  | 01-01-45-12 | 2 | KT | CYLINDER, KIT, REPR, 6", PILLAR MOTION CONTROLS, RKI-350 | IR98-0301 |  |  | PILLAR MOTION CONTRO | RKI-350
SJG-I | 3040058442 |  | 01-01-45-12 | 1 | EA | HEAD, FRNT, ALKON PRODUCTS DIVISION, 6100 | IR98-0302 |  |  | ALKON PRODUCTS DIVIS | 6100
SJG-I | 3110061193 |  | 01-01-45-12 | 12 | EA | NUT, LOCK, BRG, ABS PUMP COMPANY, #5 | IR98-0308 |  |  | LAWRENCE PUMP & ENGI | #5
SJG-I | 3040058095 |  | 01-01-45-12 | 2 | EA | ROD, REPAIR KIT, 3", W/SEAL, BUSHING WIPER | IR98-0297 |  |  | MILLER FLUID POWER | 051-KR011-300
SJG-I | 3040055612 |  | 01-01-45-12 | 1 | EA | SHAFT, DRIVE, PUMP, BBC8, THE DURIRON COMPANY, INC., BY23331 | IR98-0291 |  |  | THE DURIRON COMPANY | BY23331AA
SJG-I | 3110064320 |  | 01-01-45-12 | 6 | EA | SLEEVE, BEARING, GLASS FILLED, TEFLON | IR98-0313 |  |  | LAWRENCE PUMPS | 8
SJG-I | 3040058418 |  | 01-01-45-12 | 1 | EA | TUBE, 7"L, ALKON PRODUCTS DIVISION, 6109-7 | IR98-0299 |  |  | ALKON PRODUCTS DIVIS | 6109-7
SJG-I | 3040058426 |  | 01-01-45-12 | 1 | EA | TUBE, STOP, ALKON PRODUCTS DIVISION, 6245-1 | IR98-0300 |  |  | ALKON PRODUCTS DIVIS | 6245-1
SJG-I | 4730121672 |  | 01-01-45-13 | 13 | EA | ADAPTER, TUBING, REDU, 1/2"X 3/8", BRS, TUBE X FNPT, CAJON C | IR00-0058 |  |  | CAJON CO | B-8-TA-7-6
SJG-I | 4330077886 |  | 01-01-45-13 | 1 | EA | ARM, LIFTING, ALFA-LAVAL SEPARATION, IN, 520534-85 | IR00-0056 |  |  | ALFA-LAVAL SEPARATIO | 520534-85
SJG-I | 4810124125 |  | 01-01-45-13 | 1 | EA | BUSHING, VALVE, BACK SEAT, YARWAY CORP., 106623-96 | IR00-0061 |  |  | YARWAY | 106623-96
SJG-I | 4330077894 |  | 01-01-45-13 | 1 | EA | DISC, GRAVITY, ALFA-LAVAL SEPARATION 517242-2 | IR00-0057 |  |  | ALFA-LAVAL SEPARATIO | 517242-2
SJG-I | 4330077720 |  | 01-01-45-13 | 1 | EA | DISC, GRAVITY, ALFA-LAVAL SEPARATION 517242-4 | IR00-0052 |  |  | ALFA-LAVAL SEPARATIO | 517242-4
SJG-I | 4330077746 |  | 01-01-45-13 | 1 | EA | DISC, GRAVITY, ALFA-LAVAL SEPARATION 517242-5 | IR00-0053 |  |  | ALFA-LAVAL SEPARATIO | 517242-5
SJG-I | 4330077860 |  | 01-01-45-13 | 1 | EA | DISC, GRAVITY, ALFA-LAVAL SEPARATION 517242-7 | IR00-0055 |  |  | ALFA-LAVAL SEPARATIO | 517242-7
SJG-I | 4330077829 |  | 01-01-45-13 | 1 | EA | DISC, GRAVITY, ALFA-LAVAL SEPARATION 74175Y | IR00-0054 |  |  | ALFA-LAVAL SEPARATIO | 74175Y
SJG-I | 4810115354 |  | 01-01-45-13 | 1 | EA | DISC, VALVE, BUTTERFLY, 6", 316 STNLESS STL, 150 PSI, ANY MFG, BY DESCRP | IR00-0059 |  |  | ANY MFG | BY DESCRP
SJG-I | 4810137416 |  | 01-01-45-13 | 3 | EA | VALVE, KIT, BALL & ACTUATOR, 1", NUMATICS, INC., 39-0240 | IR00-0064 |  |  | NUMATICS, INC. | 39-0240
SJG-I | 4810137424 |  | 01-01-45-13 | 3 | EA | VALVE, KIT, REPAIR, SEAT, SEAL, NUMATICS, INC., 39-0243 | IR00-0065 |  |  | APOLLO PRECISION VAL | 82-005-01
SJG-I | 4810132102 |  | 01-01-45-14 | 1 | EA | BONNET, VALVE, CONTROL COMPONENTS, 321401400-HYD | IR00-0098 |  |  | CONTROL COMPONENTS, | 321401400-HYD
SJG-I | 4810117798 |  | 01-01-45-14 | 2 | EA | BUSHING, ALLIS CHALMERS CORP., 670654, WU: CIRCULATING WATER BUTTERFLY VALVES, UNITS 3 & 4 | IR00-0096 |  |  | ALLIS CHALMERS | 670654
SJG-I | 4320084009 |  | 01-01-45-14 | 2 | EA | IMPELLER, PUMP, INGERSOLL-RAND COMPANY, 1129A07X6HKD002-813 | IR00-0092 |  |  | INGERSOLL-RAND CO. | 1129A07X6HKD002813
SJG-I | 4810118127 |  | 01-01-45-14 | 1 | EA | NOZZLE, VALVE, RELIEF, 4" X 6", 720 PSIG | IR00-0060 |  |  | LONGERAN VALVE | BY DESCRP
SJG-I | 5330179887 |  | 01-01-45-14 | 1 | EA | SEAL, OIL/GREASE, 4.5"ID, 5.501"OD, .375"W | IR00-0103 |  |  | CHICAGO RAWHIDE MFG | 44960
SJG-I | 5365212991 |  | 01-01-45-14 | 1 | EA | SLEEVE, SHAFT, COMPRESSOR | IR00-0067 |  |  | ALLIS CHALMERS | 16-141-317-015
SJG-I | 2825003144 |  | 01-01-45-15 | 3 | EA | PLUG, ORF, WESTINGHOUSE ELECTRIC, 268A858001 | IR95-0462 |  |  | TURGENAUX | 268A858001
SJG-I | 5305151937 |  | 01-01-45-15 | 4 | EA | SCREW, 7/8"DIA, 3-1/2"L, WESTINGHOUSE ELECTRIC COR, 628 | IR95-0494 |  |  | TURGENAUX | 628
SJG-I | 5305151481 |  | 01-01-45-15 | 4 | EA | SCREW, CAP, SCKT, 1"DIA, 7-1/4"L, WESTINGHOUSE ELECTRIC COR, | IR95-0485 |  |  | TURGENAUX | BY DESCRP
SJG-I | 5305151366 |  | 01-01-45-15 | 4 | EA | SCREW, CAP, SCKT, 3/4"DIA, 3"L, WESTINGHOUSE ELECTRIC COR, 6 | IR95-0483 |  |  | TURGENAUX | BY DESCRP
SJG-I | 5307150986 |  | 01-01-45-15 | 4 | EA | STUD, 1-5/8"DIA, 8-3/4"L, WESTINGHOUSE ELECTRIC, 7950334035 | IR95-0500 |  |  | WESTINGHOUSE ELEC | 7950334035
SJG-I | 4820119917 |  | 01-01-45-15 | 1 | EA | VALVE, CHECK, COMBINATION PUMP VALVE CO, 665-1 | IR95-0477 |  |  | COMBINATION PUMP VAL | 665-1
SJG-I | 3110057993 |  | 01-01-45-16 | 1 | EA | BEARING, CONE, TAP ROER, 8.0000"ID, 2.5000"W, 0.3120", TIMKEN CO, 93800A | IR00-0107 |  |  | TIMKEN CO | 93800A
SJG-I | 3110058959 |  | 01-01-45-16 | 1 | EA | BEARING, CONE, TAP ROER, 8.2500"ID, 2.5000"W, 0.1710", TIMKEN CO., 93825 | IR00-0104 |  |  | TIMKEN CO | 93825
SJG-I | 3110059247 |  | 01-01-45-16 | 1 | EA | BEARING, CUP, TAP ROER, 12.5000"OD, 1.8125"W, 0.1250", TIMKEN CO, 93125 | IR00-0105 |  |  | TIMKEN CO | 93125
SJG-I | 6630323738 |  | 01-01-45-16 | 2 | EA | CONNECTOR, TUBING, Y, HACH CHEMICAL COMPANY, IN, 11014-37 | IR00-0108 |  |  | HACH COMPANY | 11014-37
SJG-I | 3120061241 |  | 01-01-45-16 | 1 | EA | HOUSING, W/BUXH, EIMCO PROCESSING MACHINER, L47315 | IR00-0180 |  |  | EIMCO | L47315
SJG-I | 4330078496 |  | 01-01-45-16 | 1 | EA | LINER, BRAKE | IR00-0113 |  |  | ALFA-LAVAL SEPARATIO | 6634Y
SJG-I | 5365214286 |  | 01-01-45-16 | 1 | EA | RING, OIL, CSNG COVER, BRONZE | IR00-0110 |  |  | BUFFALO FORGE CO | 10
SJG-I | 5365212678 |  | 01-01-45-16 | 2 | EA | RING, RETAINER, GASKET | IR00-0111 |  |  | INGERSOLL-RAND CO | 3X611
SJG-I | 5365214278 |  | 01-01-45-16 | 1 | EA | SHIM, BRASS | IR00-0109 |  |  | BUFFALO FORGE CO. | 41
SJG-I | 2825000249 |  | 01-01-45-17 | 2 | EA | GEAR, WESTINGHOUSE, 459B348001 | IR95-0441 |  |  | WESTINGHOUSE ELEC | 459B348001
SJG-I | 5310154009 |  | 01-01-45-17 | 2 | EA | NUT | IR95-0416 |  |  | GENERAL ELECTRIC | U615X000P0318
SJG-I | 2825001262 |  | 01-01-45-17 | 3 | EA | PIN, DOWEL, WESTINGHOUSE, 369B873001 | IR95-0444 |  |  | TURGENAUX | 369B873001
SJG-I | 5330211953 |  | 01-01-45-17 | 1 | EA | SEAL, SHAFT, GEAR | IR98-0955 |  |  | ATLAS COPCO COMPTEC | 235038G01
SJG-I | 2825000231 |  | 01-01-45-17 | 2 | EA | SEAT, SPRING, THRTL VLV, WESTINGHOUSE 649D361001 | IR95-0440 |  |  | TURGENAUX | 649D361001
SJG-I | 5310157200 |  | 01-01-45-17 | 1 | EA | WASHER, FEM, 4-3/4"ID, WESTINGHOUSE ELECTRIC, 363B414024 | IR95-0587 |  |  | TURGENAUX | 363B414024
SJG-I | 2825000546 |  | 01-01-45-17 | 1 | EA | WEDGE, MOVING, WESTINGHOUSE ELECTRIC, 790D056005 | IR95-0442 |  |  | TURGENAUX | 790D056005
SJG-I | 3030053833 |  | 01-01-45-18 | 3 | EA | BELT, BOSTON INDUSTRIAL PRODUCT, BY DESCRP, THAYER SCALE, 69962 | IR98-0288 |  |  | THAYER SCALE | 69962
SJG-I | 3010048910 |  | 01-01-45-18 | 2 | EA | COOLER, OIL, LUBE, AMERICAN STANDARD POWER &, 5-030-05-024-0 | IR98-0264 |  |  | AMERICAN STANDARD PO | 5-030-05-024-005
SJG-I | 5910223246 |  | 01-01-45-19 | 1 | EA | CAPACITOR, 600 DC V, 250 MFD, GEN ELEC, 28F1921FA | IR96-0196 |  |  | GENERAL ELECTRIC CO. | 28F1921FA
SJG-I | 5830000054 |  | 01-01-45-19 | 2 | EA | ENCLOSURE, ELECTRICAL, AMPLIFIER | IR96-0186 |  |  | GAITRONICS CORP | 603A
SJG-I | 6630322789 |  | 01-01-45-20 | 2 | EA | CELL, CONDUCTIVITY, LEEDS & NORTHRUP, 4801-001-03-11-00 | IR95-0627 |  |  | LEEDS & NORTHRUP | 4801-001-03-11-000
SJG-I | 6110296891 |  | 01-01-45-20 | 2 | EA | CONTROL, 8 STEP MINI-STEP, COATES HEATER CO., INC., 60005052, ITEM OBSOLETE TO SJG | IR95-0626 |  |  | CAM INDUSTRIES | 60005052
SJG-I | 4240001943 |  | 01-01-45-21 | 4 | EA | BELL, AUDIBLE SIGNAL, AC VIBRATING HAMMER, W/6" GONG, 3/4", CROUSE-HIND, ESR2672-M3 | IR95-0618 |  |  | CROUSE-HIND | ESR2672-M3
SJG-I | 5330190900 |  | 01-01-45-23 | 28 | EA | GASKET, BULK, 1"W, 30'L, 1/8"THK, FBRGL, RO, THE ANCHOR PACKING CO, BY DESCRP | IR00-0292 |  |  | THE ANCHOR PACKING C | BY DESCRP
SJG-I | 4320086327 |  | 01-01-46-01 | 1 | EA | ADJUSTER, BEARING, MILTON ROY, 237-0014-006 | IR00-0343 |  |  | MILTON ROY CO | 237-0014-006
SJG-I | 5365218030 |  | 01-01-46-01 | 2 | EA | RING, PISTON, 20.351"ID, 20.545"OD | IR00-0347 |  |  | C LEE COOK D | BY DESCRP
SJG-I | 5365218022 |  | 01-01-46-01 | 2 | EA | RING, RIDER, 20.351"OD X 19.670"ID GROOVE X 2.500"WIDTH | IR00-0346 |  |  | C.LEE COOK | BY DESCRP
SJG-I | 5330227538 |  | 01-01-46-01 | 2 | EA | RING, SEALING | IR00-0333 |  |  | FAG BEARING CORP | LER155
SJG-I | 4320086210 |  | 01-01-46-01 | 2 | EA | SEAT, PUMP, LOW | IR00-0339 |  |  | MILTON ROY CO | 224-0012-016
SJG-I | 4320086228 |  | 01-01-46-01 | 2 | EA | SEAT, UPPER | IR00-0340 |  |  | MILTON ROY CO | 224-0020-016
SJG-I | 4810135816 |  | 01-01-46-01 | 1 | EA | SLEEVE, GLAND | IR00-0285 |  |  | CONTROL COMPONENTS | 322401002
SJG-I | 4810135808 |  | 01-01-46-01 | 1 | EA | SPACER, PACKING | IR00-0286 |  |  | CONTROL COMPONENTS | 120408164
SJG-I | 5930235857 |  | 01-01-46-01 | 2 | EA | SWITCH, SPEED | IR00-0350 |  |  | DAZIC CONTROLS CORP | MODEL 2130A1 TYPE B
SJG-I | 5010004439 |  | 01-01-46-02 | 1 | EA | CARTRIDGE, FILTER, OIL, AMF CUNO / PROCESS EQUIPM, 14145-17-50-0050 | IR00-0288 |  |  | AMF CUNO / PROCESS E | 14145-17-50-0050
SJG-I | 5330178095 |  | 01-01-46-02 | 1 | EA | GASKET, VLV, 20", NON-ASB, WALWORTH COMPANY, 605158 | IR00-0291 |  |  | WALWORTH CO | 605158
SJG-I | 4320086251 |  | 01-01-46-02 | 3 | EA | PLATE, CONTOUR | IR00-0341 |  |  | MILTON ROY CO | 298-0030-016
SJG-I | 4320086269 |  | 01-01-46-02 | 1 | EA | PLATE, CONTOUR | IR00-0342 |  |  | MILTON ROY CO | 298-0030-116
SJG-I | 4320086202 |  | 01-01-46-02 | 1 | EA | PLUNGER, 3-1/2"DIA | IR00-0338 |  |  | MILTON ROY CO | 212-0062-150
SJG-I | 5330227553 |  | 01-01-46-02 | 1 | EA | RING, RETAINING, STABILIZING, 12-9/16"ID, 13-1/4"OD, 3/8"TK | IR00-0334 |  |  | FAG BEARING CORP | SR38-32
SJG-I | 5365215994 |  | 01-01-46-02 | 1 | EA | SEAT, VALVE, RING, 316SS, 6" | IR00-0331 |  |  | VALTEK, INC | 002093-150-000
SJG-I | 5365215895 |  | 01-01-46-02 | 2 | EA | SEAT, VALVE, RING, 316SS, 8" | IR00-0330 |  |  | VALTEK | 001770-150-000
SJG-I | 5999276545 |  | 01-01-46-03 | 1 | EA | BOARD, CIRCUIT, PRINTED, AMPL/MIXING 3, WESTINGHOUSE ELECTRIC COR, 0398621001 | IR00-0376 |  |  | WESTINGHOUSE ELEC | 0398621001
SJG-I | 5999276420 |  | 01-01-46-03 | 1 | EA | BOARD, CIRCUIT, PRINTED, CLOCK, WESTINGHOUSE ELEC, 0398549001 | IR00-0374 |  |  | WESTINGHOUSE ELEC | 0398549001
SJG-I | 5999276404 |  | 01-01-46-03 | 1 | EA | BOARD, CIRCUIT, PRINTED, CNTR/UP-DOWN, WESTINGHOUSE ELEC, 0398522001 | IR00-0373 |  |  | WESTINGHOUSE ELEC | 0398522001
SJG-I | 5999276503 |  | 01-01-46-03 | 1 | EA | BOARD, CIRCUIT, PRINTED, CNVRTR/DA, WESTINGHOUSE ELECTRIC CORP, 0398409001 | IR00-0375 |  |  | WESTINGHOUSE ELEC | 0398409001
SJG-I | 5999276685 |  | 01-01-46-03 | 2 | EA | BOARD, CIRCUIT, PRINTED, COMPARATOR/ANALOG, WESTINGHOUSE ELEC, 0398875001 | IR00-0377 |  |  | WESTINGHOUSE ELEC | 0398875001
SJG-I | 7040000015 |  | 01-01-46-03 | 1 | EA | BOARD, CIRCUIT, PRINTED, DISK DRIVE CONTROLLER, SCIENTIFIC MICRO SYS, FD0302M | IR00-0420 |  |  | SCIENTIFIC MICRO SYS | FD0302M
SJG-I | 5999286569 |  | 01-01-46-03 | 2 | EA | MODULE, COMMUNICATION LINK | IR00-0385 |  |  | EATON CORP | D520CM3Y2
SJG-I | 6625002263 |  | 01-01-46-03 | 1 | EA | PANEL, FRONT (MC 82-0040) | IR00-0417 |  |  | BENTLY NEVADA CORP | 72945-02
SJG-I | 6625002271 |  | 01-01-46-03 | 1 | EA | PANEL, FRONT, (MC 82-0040) | IR00-0418 |  |  | BENTLY NEVADA CORP | 29628-06
SJG-I | 5330191379 |  | 01-01-46-05 | 23 | EA | GLAND, SEALING, NON-ASB, ALLIS CHALMERS CORP., 52-108-868-003, WU: A-C PUMP MODEL C-36 B3, SIZE 6X4X13 CVO, S/N 751-17600-1-1, ABSORBER TRAY CIRCULATING PUMP, UNITS 1&2 | IR00-0432 |  |  | ALLIS CHALMERS | 52-108-868-003
SJG-I | 5999270225 |  | 01-01-46-06 | 12 | EA | BOARD, CIRCUIT, PRINTED, AMPL/HANDSET, GAI-TRONICS CORP, 69612-502 | IR00-0392 |  |  | GAI-TRONICS CORP | 69612-502
SJG-I | 5999271819 |  | 01-01-46-06 | 1 | EA | BOARD, CIRCUIT, PRINTED, CONTROL, FOXBORO CO, 2AX+N5 | IR00-0394 |  |  | FOXBORO CO | 2AX+N5
SJG-I | 5999285611 |  | 01-01-46-06 | 1 | EA | BOARD, CIRCUIT, PRINTED, CONTROL, FOXBORO CONTROLS, D0128WF | IR00-0400 |  |  | FOXBORO CONTROLS | D0128WF
SJG-I | 5999287278 |  | 01-01-46-06 | 2 | EA | BOARD, CIRCUIT, PRINTED, MILLTRONICS, 10L1251 | IR00-0402 |  |  | MILLTRONICS | 10L1251
SJG-I | 5999270118 |  | 01-01-46-06 | 4 | EA | MODULE, VIBRATION MONITOR, 12 HZ, 4-20MA | IR00-0391 |  |  | VITEC, INC | 53020-14
SJG-I | 5999284887 |  | 01-01-46-06 | 1 | EA | POWERSUPPLY | IR00-0399 |  |  | BENTLY NEVADA CORP | 72050-01-00
SJG-I | 6695392669 |  | 01-01-46-06 | 1 | EA | SLIDEWIRE | IR00-0415 |  |  | HONEYWELL, INC | 30676890002
SJG-I | 6695394434 |  | 01-01-46-07 | 1 | EA | BALANCE UNIT, BALANCE, 13 A, 1500 PSI, FOXBORO, N0999SH | IR00-0416 |  |  | FOXBORO | N0999SH
SJG-I | 5999268088 |  | 01-01-46-07 | 4 | EA | BOARD, CIRCUIT, PRINTED, AMPL/HANDSET, GAI-TRONICS CORP, 696 | IR00-0390 |  |  | GAI-TRONICS CORPORAT | BY DESCRP
SJG-I | 5999274672 |  | 01-01-46-07 | 3 | EA | BOARD, CIRCUIT, PRINTED, AMPL/SPKR, GAI-TRONICS CORP, 69651-501, WU:GAITRONICS COMMUNICATION SYS | IR10-0323 | IR00-0396 |  | GAI-TRONICS CORPORAT | 5540
SJG-I | 5999276263 |  | 01-01-46-07 | 4 | EA | BOARD, CIRCUIT, PRINTED, DEFLEC, 22 PIN, DIAMOND ELECTRONICS, INC., BY DESCRP, WU: DIAMOND ELECTRONICS STI TV CAMERAS, U-1 THRU 4 | IR00-0397 |  |  | DEFLEC | 22 PIN
SJG-I | 5999270266 |  | 01-01-46-07 | 4 | EA | BOARD, CIRCUIT, PRINTED, GATE XFMR, SOLIDSTATE CONTROLS, INC | IR00-0393 |  |  | SOLIDSTATE CONTROLS, | V128
SJG-I | 6110298038 |  | 01-01-46-07 | 3 | EA | CARRIER, ASSY/CONT, GOULD, INC., CORPORATE, G8223D | IR00-0410 |  |  | GOULD, INC., CORPORA | G8223D
SJG-I | 6110297352 |  | 01-01-46-07 | 2 | ST | CONTACT, ELECTRICAL, MAIN DISCONNECT, TYPE DS420, 2 CLUSTER, WESTINGHOUSE ELEC, 590C804G01 | IR00-0408 |  |  | WESTINGHOUSE ELECTRI | 590C804G01
SJG-I | 6110297337 |  | 01-01-46-07 | 2 | ST | CONTACT, ELECTRICAL, MAIN/DISCONNECT, BREAKER TYPE DS 206, WESTINGHOUSE ELEC, 591C655G02 | IR00-0406 |  |  | WESTINGHOUSE ELECTRI | 591C655G02
SJG-I | 6110297360 |  | 01-01-46-07 | 2 | ST | CONTACT, ELECTRICAL, MAIN/DISCONNECT, TYPE 632, 2 CLUSTERS, WESTINGHOUSE ELEC, 682C347G02 | IR00-0409 |  |  | WESTINGHOUSE ELECTRI | 682C347G02
SJG-I | 6110297345 |  | 01-01-46-07 | 2 | ST | CONTACT, MAIN DISCONNECT, TYPE DS416, 2 CLUSTERS, WESTINGHOUSE ELEC, 682C347G01 | IR00-0407 |  |  | WESTINGHOUSE ELECTRI | 682C347G01
SJG-I | 6680339121 |  | 01-01-46-07 | 1 | EA | ENCODER, VITEC INC., 412790-7B | IR00-0413 |  |  | VITEC, INC. | 412790-7B
SJG-I | 6680344642 |  | 01-01-46-07 | 1 | EA | INSTRUMENT, ACCELEROMETER MODEL 4068 | IR00-0414 |  |  | VITEC INC | 602885-46RD
SJG-I | 5999273948 |  | 01-01-46-07 | 1 | EA | MODULE, SPEED MONITOR | IR00-0395 |  |  | VITEC, INC. | 53043-2
SJG-I | 6105288028 |  | 01-01-46-07 | 1 | EA | MOTOR, ELECTRIC, STEPPING | IR00-0403 |  |  | AUTOMATIC TIMING & C | 00006306800
SJG-I | 5999285637 |  | 01-01-46-07 | 1 | EA | PANEL, FRONT | IR00-0401 |  |  | FOXBORO CONTROLS | B0137RJ
SJG-I | 5365210854 |  | 01-01-46-08 | 1 | EA | BUSHING, VALVE, PILOT, WESTINGHOUSE ELECTRIC COR, 792D540007 | IR00-0299 |  |  | TURGENAUX | 792D540007
SJG-I | 5365210722 |  | 01-01-46-08 | 1 | EA | BUSHING, WESTINGHOUSE ELECTRIC COR, 503C381024 | IR00-0297 |  |  | WESTINGHOUSE ELEC | 503C381024
SJG-I | 5365210755 |  | 01-01-46-08 | 1 | EA | BUSHING, WESTINGHOUSE ELECTRIC COR, 625C719001 | IR00-0298 |  |  | WESTINGHOUSE ELEC | 625C719001
SJG-I | 5365211811 |  | 01-01-46-08 | 1 | EA | RING, ADJUSTING, LOW | IR00-0300 |  |  | CRANE CO. | 016060N03
SJG-I | 5365209724 |  | 01-01-46-08 | 40 | EA | RING, OIL, SS | IR00-0296 |  |  | WESTINGHOUSE ELECTRI | 862702-532
SJG-I | 5365212223 |  | 01-01-46-08 | 1 | EA | RING, WEAR, CSNG/BACK | IR00-0301 |  |  | INGERSOLL-RAND CO | 1675A03750DA001
SJG-I | 5365208486 |  | 01-01-46-08 | 2 | EA | SHIM | IR00-0294 |  |  | GENERAL ELECTRIC | 09641058P0001
SJG-I | 5365209484 |  | 01-01-46-08 | 1 | EA | SPACER | IR00-0295 |  |  | FALK CORP | 1179935
SJG-I | 5360198757 |  | 01-01-46-08 | 2 | EA | SPRING, ASSEMBLY, SPLIT, RING, DWG #59547, ABB AIR PREHEATER, BY DESCRP, WU: 1A & 1B PRIMARY AIR PREHEATERS | IR00-0293 |  |  | ABB AIR PREHEATER | BY DESCRP
SJG-I | 4320088984 |  | 01-01-46-09 | 1 | EA | COVER, BEARING, PUMP, GOULDS 71918-1000, WU:GOULDS VERTICAL | IR00-0312 |  |  | GOULDS PUMP | 71918-1000/ITEM 111
SJG-I | 5315160357 |  | 01-01-46-09 | 1 | EA | KEY | IR00-0322 |  |  | EIMCO PROCESSING | 73696A18A
SJG-I | 5330192757 |  | 01-01-46-09 | 1 | EA | RING, SEALING, VALVE, 6"ID, 8"OD | IR00-0325 |  |  | CRANE CO | BY DESCRP
SJG-I | 4810136400 |  | 01-01-46-09 | 1 | EA | RING, SEGMENT | IR00-0315 |  |  | BTG, INC | ITEM 56
SJG-I | 4460000641 |  | 01-01-46-09 | 1 | EA | ROD, CONNECTING | IR00-0313 |  |  | INGERSOLL-RAND CO | 2H14903T
SJG-I | 4460000658 |  | 01-01-46-09 | 1 | EA | ROD, CONNECTING | IR00-0314 |  |  | INGERSOLL-RAND CO | 2H14903P1T
SJG-I | 5305154428 |  | 01-01-46-09 | 1 | EA | SCREW, REGULATING, 2-1/4"DIA, 5"L, CS | IR00-0321 |  |  | EIMCO PROCESSING | 86201A
SJG-I | 5330191635 |  | 01-01-46-09 | 4 | EA | STRIP, SEAL, LIP, 9/32"W, 25'L, 9/32"THK | IR00-0324 |  |  | EIMCO PROCESSING | 87193B
SJG-I | 3110069030 |  | 01-01-46-10 | 2 | EA | BEARING, FRONT/BACK END, RELIANCE ELECTRIC CO., 76876-36R | IR00-0360 |  |  | RELIANCE ELECTRIC | 76876-36R
SJG-I | 5999276123 |  | 01-01-46-10 | 1 | EA | BOARD, CIRCUIT, PRINTED, HAMMER DRIVER, DATA PRODUCTS CORP, 238005-001 | IR00-0372 |  |  | DATA PRODUCTS CORP | 238005-001
SJG-I | 5999276115 |  | 01-01-46-10 | 1 | EA | BOARD, CIRCUIT, PRINTED, HAMMER SUPPLY, DATA PRODUCTS CORP, 237580-001 | IR00-0371 |  |  | DATA PRODUCTS CORP | 237580-001
SJG-I | 5999270555 |  | 01-01-46-10 | 1 | EA | BOARD, CIRCUIT, PRINTED, MICRO PROCESSOR 2, CONTROL DATA CORP, 77830211D | IR00-0370 |  |  | CONTROL DATA CORP | 77830211D
SJG-I | 5365209468 |  | 01-01-46-10 | 1 | EA | BUSHING, VALVE, PUP, THE WM. POWELL COMPANY, 15611 | IR00-0363 |  |  | WM POWELL CO | 15611
SJG-I | 5340189561 |  | 01-01-46-10 | 1 | EA | PLUG, VALVE, CONTROL COMPONENTS, INC., 924101354 | IR00-0362 |  |  | CONTROL COMPONENTS I | 924101354
SJG-I | 5945248408 |  | 01-01-46-10 | 1 | EA | RELAY, TIME DELAY, ON-DELAY, 120 SECS, PALL-TRINITY MICRO CO | IR00-0369 |  |  | PALL-TRINITY MICRO C | 1125510
SJG-I | 4820122960 |  | 01-01-46-11 | 1 | EA | VALVE, FISCHER & PORTER, 125A021U01 | IR95-0406 |  |  | FISCHER & PORTER | 125A021U01
SJG-I | 4320088398 |  | 01-01-46-12 | 13 | EA | CYLINDER, 6"X 8-1/8"ID, LEXAN/FBRCAST, CONTROMATICS COR | IR00-0430 |  |  | CONTROMATICS CORP | 1982
SJG-I | 6105288937 |  | 01-01-46-12 | 1 | EA | MOTOR, ELECTRIC, 3 PH, 60HZ, FAN, 9.60 M A | IR00-0404 |  |  | ABB POWER T & D CO | 314P629
SJG-I | 5330227546 |  | 01-01-46-13 | 2 | EA | SLEEVE, ADAPTER, 15/16" | IR95-0387 |  |  | FAG BEARING CORP | SNW38
SJG-I | 2825003714 |  | 01-01-46-14 | 3 | ST | LINER, TURBINE, WESTINGHOUSE ELECTRIC, 627C998G10 | IR95-0466 |  |  | TURGENAUX | 627C998G10
SJG-I | 3110063215 |  | 01-01-46-14 | 3 | ST | LINER, TURBINE, WESTINGHOUSE ELECTRIC, 627C998G13 | IR95-0470 |  |  | TURGENAUX | 627C998G13
SJG-I | 5310158208 |  | 01-01-46-14 | 1 | EA | NUT, EXT, 1-1/4"X 3-1/4", WESTINGHOUSE, 627C558026 | IR95-0600 |  |  | TURGENAUX | 627C558026
SJG-I | 5307151158 |  | 01-01-46-14 | 2 | EA | STUD, TURBINE, HOLE 4, WESTINGHOUSE, 795D588022 | IR95-0503 |  |  | TURGENAUX | 795D588022
SJG-I | 5307152180 |  | 01-01-46-14 | 2 | EA | STUD, TURBINE, SQ HEAD, 1"DIA, WESTINGHOUSE ELECTRIC COR, 391A707001 | IR95-0584 |  |  | WESTINGHOUSE ELECTRI | 391A707001
SJG-I | 4820119651 |  | 01-01-46-14 | 4 | EA | VALVE, CHECK, 1-1/4", NON-ASB, OEM, WESTINGHOUSE ELECTRIC COR, 459B369003, WU:U-2 TURBINE VLVS | IR95-0473 |  |  | TURGENAUX | 459B369003
SJG-I | 4820119792 |  | 01-01-46-14 | 9 | EA | VALVE, CHECK, 3/8", COMBINATION PUMP VALVE CO, 4598369-2 | IR95-0474 |  |  | COMBINATION PUMP VAL | 4598369-2
SJG-I | 4820119800 |  | 01-01-46-14 | 3 | EA | VALVE, SHUTOFF, 1/4", WESTINGHOUSE, 459B369001 | IR95-0475 |  |  | TURGENAUX | 459B369001
SJG-I | 6250000392 |  | 01-01-46-15 | 2 | EA | BALLAST, LIGHTING, HID, 277 V, JEFFERSON ELECTRIC CO., 236-1376 | IR99-0377 |  |  | JEFFERSON ELECTRIC C | 236-1376
SJG-I | 4810133050 |  | 01-01-46-16 | 3 | EA | BALL, VALVE, 3-WAY, CHROME PLATED STEEL, PITTSBURGH-BRASS CO., MPE192T | IR95-0636 |  |  | PITTSBURGH BRASS CO | MPE192T
SJG-I | 3110068909 |  | 01-01-46-16 | 2 | EA | BEARING, DRV END/INBD, NON-INSULATED, GE, 34C540016-701 | IR95-0635 |  |  | GENERAL ELECTRIC | 34C540016-701
SJG-I | 4810117269 |  | 01-01-46-16 | 3 | EA | BODY, L SLEV, 1-1/2"W, 4"L, ELASTOMER, FLGD, ROBBINS & MYERS, INC, U10447-41-01 | IR95-0638 |  |  | ROBBINS & MYERS INC | U104474101
SJG-I | 6105291147 |  | 01-01-46-16 | 1 | EA | MOTOR, | IR95-0633 |  |  | HAYS REPUBLIC CORP | 765667
SJG-I | 6105289026 |  | 01-01-46-16 | 4 | EA | MOTOR, PNEUMATIC, GALVO, FOXBORO D0124ZX | IR95-0625 |  |  | FOXBORO CO. | D0124ZX
SJG-I | 7050000525 |  | 01-01-46-16 | 1 | EA | READER, METER, TAPE, EECO, INC., 230990-10 | IR95-0643 |  |  | EECO, INC. | 230938-01
SJG-I | 5930234462 |  | 01-01-46-16 | 2 | EA | SWITCH, SPEED, ZERO, HUBBELL INDUSTRIAL CONTRO, 2220-111CC4S | IR95-0634 |  | CONSOLIDATED ELECTRI | HUBBELL INDUSTRIAL | 2220-111CC4S
SJG-I | 6680343461 |  | 01-01-46-17 | 1 | EA | CABLE, INSULATED, DETEC, GENERAL ELECTRIC COMPANY, A5794543G | 6680343461 |  |  | GENERAL ELECTRIC CO. | A5794543G6
SJG-I | 6630324678 |  | 01-01-46-17 | 1 | EA | CELL, CONDUCTIVITY, LEEDS & NORTHRUP, 4905-01-33-088-20 | 6630324678 |  |  | LEEDS & NORTHRUP | 4905-01-33-088-20
SJG-I | 6630324652 |  | 01-01-46-17 | 2 | EA | CELL, CONDUCTIVITY, LEEDS & NORTHRUP, 4973-001-207-7-00 | IR01-0382 |  |  | LEEDS & NORTHRUP | 4973-001-207-7-000
SJG-I | 6625001562 |  | 01-01-46-17 | 4 | EA | ELECTRODE, ELECTRICAL, PH, VAN LONDON COMPANY INC, 7205330 | 6625001562 |  |  | LEEDS & NORTHRUP | 117486
SJG-I | 6680338867 |  | 01-01-46-17 | 1 | EA | ENCODER, SPEED, AIRPAX ELECTRONICS CONTRO, MODEL 1-0004 | 6680338867 |  |  | AIRPAX ELECTRONICS C | MODEL 1-0004
SJG-I | 6625000903 |  | 01-01-46-17 | 2 | EA | METER, ELECTRICAL, V, 0-150 VDC, GENERAL ELECTRIC, U6023AGXP | IR01-0381 |  |  | GENERAL ELECTRIC COM | U6023AGXP0003
SJG-I | 6680340160 |  | 01-01-46-17 | 1 | EA | METER, FLOW, PURGE, STNLESS STL, 2-20 GPH, BROOKS INSTRUMENT | 6680340160 |  |  | BROOKS INSTRUMENT | 2001D6CG4CD1BB/8802D
SJG-I | 6105288143 |  | 01-01-46-17 | 1 | EA | MOTOR, ELECTRIC, DRIVE ASSEMBLY, GENERAL ELECTRIC, 114D9434G0002 | IR99-0353 |  |  | GENERAL ELECTRIC CO. | 114D9434G0002
SJG-I | 6105288283 |  | 01-01-46-17 | 1 | EA | MOTOR, ELECTRIC, DRIVE ASSEMBLY, GENERAL ELECTRIC, U6022AGXP0001 | 6105288283 |  |  | GENERAL ELECTRIC CO. | U6022AGXP0001
SJG-I | 6105289257 |  | 01-01-46-17 | 1 | EA | MOTOR, ELECTRIC, DRIVE, GENERAL ELEC CO, 114D9434G0004 | 6105289257 |  |  | GENERAL ELECTRIC CO. | 114D9434G0004
SJG-I | 6105287970 |  | 01-01-46-17 | 1 | EA | MOTOR, ELECTRIC, DRIVE, GENERAL ELECTRIC, U6022ABXP0001 | 6105287970 |  |  | GENERAL ELECTRIC CO. | U6022ABXP0001
SJG-I | 6105287921 |  | 01-01-46-17 | 1 | EA | MOTOR, ELECTRIC, DRIVE, GENERAL ELECTRIC, U6022AEXP0001 | 6105287921 |  |  | GENERAL ELECTRIC CO. | U6022AEXP0001
SJG-I | 6680338834 |  | 01-01-46-17 | 1 | EA | RESET, KIT/PROPORTIONAL, MAGNETROL INTERNTL, 89-7809-001 | IR97-0409 |  |  | MAGNETROL INTERNATIO | 89-7809-001
SJG-I | 6645327815 |  | 01-01-46-17 | 1 | EA | TIMER, ELECTRICAL, GENERAL ELECTRIC, U6014AEXP0003 | 6645327815 |  |  | GENERAL ELECTRIC CO. | U6014AEXP0003
SJG-I | 6645327831 |  | 01-01-46-17 | 1 | EA | TIMER, ELECTRICAL, GENERAL ELECTRIC, U6014AHXP0002 | 6645327831 |  |  | GENERAL ELECTRIC CO. | U6014AHXP0002
SJG-I | 6645328136 |  | 01-01-46-17 | 1 | EA | TIMER, ELECTRICAL, OFF-DELAY, 120 V, 10 A, 0-60 MIN, 60 HZ, | 6645328136 |  |  | AUTOMATIC TIMING & C | 305E017A20PX
SJG-I | 6695394251 |  | 01-01-46-17 | 2 | EA | TRANSDUCER, GENERAL ELECTRIC COMPANY, 44C372607G01 | IR90-0366 |  |  | GENERAL ELECTRIC CO. | 44C372607G01
SJG-I | 5999271884 |  | 01-01-46-18 | 1 | EA | BOARD, CIRCUIT, PRINTED, CNTRL, HATHAWAY BETA PROCESS INS, 3 | 5999271884 |  |  | BETA PRODUCTS, INC. | 304339-105
SJG-I | 5999287351 |  | 01-01-46-18 | 1 | EA | BOARD, CIRCUIT, PRINTED, MCRPR CNTRL/EPROM, STOCK EQUIPMENT | 5999287351 |  |  | PINON ASSOCIATES, IN | BY DESCRP
SJG-I | 6145001704 |  | 01-01-46-18 | 1 | RO | CABLE, INSULATED, (250FT),SS,TEFLON, ENDRESS & HAUSER, INC 6 | 6145001704 |  | CONTROLS WEST, INC. | ENDRESS & HAUSER INC | INC 6
SJG-I | 5961004081 |  | 01-01-46-18 | 1 | EA | CIRCUIT, INTEGRATED, ASSY/FIRNG SCR, CYBEREX SERVICE CORP., | 5961004081 |  |  | CYBEREX INC. | 4101773101
SJG-I | 6105288887 |  | 01-01-46-18 | 1 | EA | ELEMENT, ELECTRICAL, TEMP, 24-19/64", GENERAL ELECTRIC CO., | 6105288887 |  |  | ARGO INTERNATIONAL C | BY DESCRP
SJG-I | 5999283954 |  | 01-01-46-18 | 1 | EA | MODULE, AMTR, HARNISCHFEGER CORPORATION, 79U882-D2(L) | 5999283954 |  |  | HARNISCHFEGER CORP. | 79U882-D2
SJG-I | 5999287518 |  | 01-01-46-18 | 1 | EA | MODULE, DISPLAY/ELECTROMECHANICAL, BENTLY NEVADA, 90120-02-5 | 5999287518 |  |  | BENTLY NEVADA CORPOR | 90120-02-52
SJG-I | 6105291386 |  | 01-01-46-18 | 2 | EA | MOTOR, ELECTRIC, 1 RPM, 110 V, 1 PH, 60 HZ, TIMING, MOORE PROD, 9210-300 | 6105291386 |  |  | MOORE PRODUCTS CO | 9210-300
SJG-I | 5999280257 |  | 01-01-46-18 | 1 | EA | POWERSUPPLY, +/- 15 DC, THERMO ELECTRON CORP, 4981, CEM | 5999280257 |  |  | THERMO ELECTRON CORP | 4981
SJG-I | 5999283855 |  | 01-01-46-18 | 1 | EA | POWERSUPPLY, RONAN ENGINEERING CO., AS-24-125 | 5999283855 |  |  | RONAN ENGINEERING CO | AS-24-125
SJG-I | 5961002705 |  | 01-01-46-18 | 2 | EA | RECTIFIER, 1200 V, 250 A, GENERAL ELECTRIC COMPANY, 44A | 5961002705 |  |  | GENERAL ELECTRIC CO. | 44A319818106
SJG-I | 5961002358 |  | 01-01-46-18 | 1 | EA | RECTIFIER, 1200 V, 250 A, GENERAL ELECTRIC COMPANY, 44A | IR01-0536 |  |  | GENERAL ELECTRIC CO. | 44A319818006
SJG-I | 5961001533 |  | 01-01-46-18 | 1 | EA | RECTIFIER, 1300 V, 180 A, GENERAL ELECTRIC COMPANY, 44B | IR90-0260 |  |  | GENERAL ELECTRIC CO. | 44B313954-002
SJG-I | 5961000832 |  | 01-01-46-18 | 1 | EA | RECTIFIER, 1700 V, 500 A, GENERAL ELECTRIC COMPANY, 44B | IR01-0340 |  |  | GENERAL ELECTRIC CO. | 44B318620-002
SJG-I | 5961001624 |  | 01-01-46-18 | 4 | EA | RECTIFIER, 250 V, 400 A, SOLIDSTATE CONTROLS, INC., 03- | 5961001624 |  |  | SOLIDSTATE CONTROLS, | 03-614000-00
SJG-I | 5961006961 |  | 01-01-46-18 | 1 | EA | RECTIFIER, C & D BATTERIES DIV, JS-421 | 5961006961 |  |  | C & D BATTERIES DIV. | JS-421
SJG-I | 5961002218 |  | 01-01-46-18 | 2 | EA | RECTIFIER, SLCN CNTRLLED, GENERAL ELECTRIC CO, 44B313965009 | IR96-1432 |  |  | GENERAL ELECTRIC CO. | 44B313965009
SJG-I | 5961005575 |  | 01-01-46-18 | 1 | EA | RELAY, POWER, 3 INPUT/MODULE ASSY, DIAMOND POWER, 3415971039 | IR97-0177 |  |  | DIAMOND POWER SPECIA | 341597-1039
SJG-I | 6210002611 |  | 01-01-46-18 | 2 | EA | RETAINER, LENS, FEDERAL SIGNAL CORP., SIG, 8449C017-01 | 6210002611 |  |  | CONSOLIDATED ELECTRI | BY DESCRP
SJG-I | 5950252543 |  | 01-01-46-18 | 1 | EA | TRANSFORMER, AMETEK, INC., 71682KE, CEM | 5950252543 |  |  | AMETEK/THERMOX INSTR | 71682KE
SJG-I | 5999287427 |  | 01-01-46-18 | 1 | EA | TRANSMITTER, FLOW, MOORE IND, SRT 1-5V 1-5V 117VACAB | IR97-0233 |  |  | MOORE INDUSTRIES, IN | SRT 1-5V1-5V117VACAB
SJG-I | 5310161103 |  | 01-01-46-19 | 4 | EA | NUT, GENERAL ELECTRIC CO, U613X000P0213 | IR97-0626 |  |  | GENERAL ELECTRIC CO. | U613X000P0213
SJG-I | 5310161137 |  | 01-01-46-19 | 8 | EA | NUT, GENERAL ELECTRIC COMPANY, 234A5410P0004 | IR97-0598 |  |  | GENERAL ELECTRIC CO. | 234A5410P0004
SJG-I | 5310160592 |  | 01-01-46-19 | 2 | EA | NUT, GENERAL ELECTRIC, 101A206YD-1-15-C05 | 5310160592 |  |  | GENERAL ELECTRIC CO. | 101A206YD-1-15-C05
SJG-I | 5310156657 |  | 01-01-46-19 | 8 | EA | NUT, GENERAL ELECTRIC, 101A668BA-1-11-C05 | 5310156657 |  |  | GENERAL ELECTRIC CO. | 101A668BA-1-11-C05
SJG-I | 5310161129 |  | 01-01-46-19 | 10 | EA | NUT, GENERAL ELECTRIC, 234A3336P0001 | IR97-0597 |  |  | GENERAL ELECTRIC CO. | 234A3336P0001
SJG-I | 5310154504 |  | 01-01-46-19 | 1 | EA | NUT, LOCK, COUPLING, 7-1/2 OD X 3 ID X 3/4 W IN, BYRON JACKSON, 637847-EH | 5310154504 |  | FLOWSERVE RED CORPOR | BYRON JACKSON | 637847-EH
SJG-I | 5310155816 |  | 01-01-46-19 | 1 | EA | NUT, STEM, LIMITORQUE VALVE CONTROLS, 385973-D | 5310155816 |  |  | LIMITORQUE CORPORATI | 385973-D
SJG-I | 5310156434 |  | 01-01-46-19 | 1 | EA | NUT, STEM, LIMITORQUE VALVE CONTROLS, D-10484-6-8C | 5310156434 |  |  | LIMITORQUE CORPORATI | D-10484-6-8C
SJG-I | 5310155196 |  | 01-01-46-19 | 1 | EA | NUT, STEM, TAP, LIMITORQUE VALVE CONTROLS, D-10484-13-8 | 5310155196 |  |  | LIMITORQUE CORPORATI | D-10484-13-8
SJG-I | 5310154785 |  | 01-01-46-19 | 1 | EA | NUT, STEM, TAP, LIMITORQUE VALVE CONTROLS, D-10484-14-11 | 5310154785 |  |  | LIMITORQUE CORPORATI | D-10484-14-11
SJG-I | 5330219410 |  | 01-01-46-19 | 1 | ST | RING, KIT/SET, RETNR/THRUST, (7) RNGS, JOHNSTON PUMP FACTORY | 5330219410 |  |  | JOHNSTON PUMP COMPAN | M3614
SJG-I | 5330221333 |  | 01-01-46-19 | 2 | ST | SEAL, KIT, MTR, 1/2 UP/LOW SEAL, WESTINGHOUSE, 525D507G08 | IR90-0197 |  |  | WESTINGHOUSE ELECTRI | 525D507G08
SJG-I | 5330220202 |  | 01-01-46-19 | 2 | EA | SEAL, PRESSURE, ROCKWELL INTERNATIONAL, 414069 | 5330220202 |  |  | ROCKWELL INTERNATION | D-106941
SJG-I | 5330207407 |  | 01-01-46-19 | 1 | EA | VALVE, DRAG, 316SS BODY, 6000 PSI, 450 DEG, NON-ASB, OEM, BABCOCK & WILCOX, 720101001 | 5330207407 |  |  | BABCOCK & WILCOX | 720101001
SJG-I | 4810136301 |  | 01-01-46-20 | 2 | EA | RETAINER | IR95-0639 |  |  | VALTEK INC | 00600.150.000
SJG-I | 3950000020 |  | 01-01-46-22 | 12 | SE | CONTACT, ELECTRICAL, 20 A, 3, FEEDRAIL PRODUCTS, FRS-84, WU: GANTRY CRANE. ROOF HATCH DRIVE SYSTEM, UNIT 3 | IR04-0018 |  |  | FEEDRAIL PRODUCTS | FRS-84
SJG-I | 6680338628 |  | 01-01-46-22 | 1 | EA | HEAD, CNTRLER, 3-15 PSI, MAGNETROL INTERNATIONAL, 039-1003-0 | IR04-0021 |  |  | MAGNETROL INTERNATIO | 039-1003-003
SJG-I | 6680345698 |  | 01-01-46-22 | 1 | EA | SENSOR, SPEED, MERRICK WEIGH FEEDR, MK119022, WU:LIMESTONE | IR04-0031 |  |  | MERRICK WEIGH FEEDER | MK119022
SJG-I | 6685360155 |  | 01-01-46-22 | 4 | EA | TRANSMITTER, TEMP, NULLMATIC, 0-110DEG F, 3-15PSI, MOORE PRD | IR04-0029 |  |  | MOORE PRODUCTS COMPA | 33D5257
SJG-I | 4820128108 |  | 01-01-46-24 | 2 | KT | VALVE, GATE, KNIFE, KIT, 12", NON-ASB, (1) WIPER BLADE 406151, (2) EA PKNG 406150-7, (1) LINR 191610, UCC, 1919-39-5 | 4820128108 |  |  | UNITED CONVEYOR CORP | BY DESCRP
SJG-I | 5365216307 |  | 01-01-47-01 | 2 | EA | BUSHING, VALVE, STOP, GENERAL ELECTRIC COMPANY, 101C430DYP1 | 5365216307 |  |  | GENERAL ELECTRIC CO. | 101C430DYP1
SJG-I | 5910225357 |  | 01-01-47-01 | 1 | EA | CAPACITOR, 100 V, 10 MF, GENERAL ELECTRIC, 68A7182P5 | IR96-0235 |  |  | GENERAL ELECTRIC COM | 68A7182P5
SJG-I | 5910223147 |  | 01-01-47-01 | 1 | EA | CAPACITOR, 1000 DC V, 1 UF, GEN ELEC, 68A7178P18 | IR96-0194 |  |  | GENERAL ELECTRIC CO. | 68A7178P18
SJG-I | 5910223071 |  | 01-01-47-01 | 1 | EA | CAPACITOR, 1000 V, 13 MF, SOLIDSTATE CONTROLS, INC., 02 | 5910223071 |  |  | SOLIDSTATE CONTROLS, | 02
SJG-I | 5910223964 |  | 01-01-47-01 | 1 | EA | CAPACITOR, 120 AC/250 DC V, 100 UF, GENERAL ELECTRIC CO | 5910223964 |  |  | GENERAL ELECTRIC CO. | 28F1133FC+BRKT
SJG-I | 5910223410 |  | 01-01-47-01 | 1 | EA | CAPACITOR, 200 DC V, 100 UF, GENERAL ELECTRIC COMPANY, | 5910223410 |  |  | GENERAL ELECTRIC CO. | 28F1103
SJG-I | 5910222883 |  | 01-01-47-01 | 2 | EA | CAPACITOR, 600 DC V, 15 UF, GENERAL ELEC, 68A7178P16 | 5910222883 |  |  | GENERAL ELECTRIC CO. | 68A7178P16
SJG-I | 5910223246 |  | 01-01-47-01 | 1 | EA | CAPACITOR, 600 DC V, 250 MFD, GEN ELEC, 28F1921FA | IR96-0196 |  |  | GENERAL ELECTRIC CO. | 28F1921FA
SJG-I | 5910223170 |  | 01-01-47-01 | 1 | EA | CAPACITOR, 600 DC V, 30 UF, GENERAL ELEC, 68A7178P9 | 5910223170 |  |  | GENERAL ELECTRIC CO. | 68A7178P9
SJG-I | 5910223642 |  | 01-01-47-01 | 2 | EA | CAPACITOR, 600 DC V, 4 UF, GENERAL ELECTRIC COMPANY, 68 | 5910223642 |  |  | GENERAL ELECTRIC CO. | 44B216128-003
SJG-I | 5910222677 |  | 01-01-47-01 | 2 | EA | CAPACITOR, 600DC V, 50UF, GENERAL ELECTRIC CO, 68A7178P8 | IR97-0618 |  |  | GENERAL ELECTRIC CO. | 68A7178P8
SJG-I | 5910224749 |  | 01-01-47-01 | 2 | EA | CAPACITOR, 75 V, 3400 MFD, GENERAL ELECTRIC COMPANY, 43 | 5910224749 |  |  | GENERAL ELECTRIC CO. | 43F3071CA4
SJG-I | 5910223360 |  | 01-01-47-01 | 1 | EA | CAPACITOR, AL, 1000 DC V, 6 UF, PLG IN, GE, 68A7178P14 | IR96-0197 |  |  | GENERAL ELECTRIC CO. | 68A7178P14
SJG-I | 5905219126 |  | 01-01-47-01 | 1 | EA | POTENTIOMETER, 1 K OHM, 25 W, 1, GEN ELEC, M9729350F10 | IR96-0191 |  |  | GENERAL ELECTRIC COM | M9729350F10
SJG-I | 5905218185 |  | 01-01-47-01 | 2 | EA | POTENTIOMETER, 500 OHM, 25 W, GENERAL ELECTRIC COMPANY, | 5905218185 |  |  | GE ENERGY SERVICES | 573A384P10A
SJG-I | 5330223917 |  | 01-01-47-01 | 1 | EA | SEAL, PRESSURE, ROCKWELL INTERNATIONAL, 413602 | IR96-1733 |  |  | ROCKWELL INTERNATION | 413602
SJG-I | 5330223768 |  | 01-01-47-01 | 1 | EA | SEAL, PRESSURE, ROCKWELL INTERNATIONAL, 413741 | 5330223768 |  |  | ROCKWELL INTERNATION | 413741
SJG-I | 5330223909 |  | 01-01-47-01 | 2 | EA | SEAL, PRESSURE, ROCKWELL INTERNATIONAL, 414086 | 5330223909 |  |  | ROCKWELL INTERNATION | 414086
SJG-I | 5330223776 |  | 01-01-47-01 | 2 | EA | SEAL, PRESSURE, ROCKWELL INTERNATIONAL, 414763 | 5330223776 |  |  | OIL & GAS EQUIPMENT | 414763
SJG-I | 4810137945 |  | 01-01-47-02 | 1 | EA | BUSHING, OBSOLETE, GLAND, 316 STNLESS STL, FETTEROLF CORP, BY DESCRP, WU: LIMESTONE | IR00-0468 |  |  | FETTEROLF CORP | 20810602004161 #3
SJG-I | 4810137952 |  | 01-01-47-02 | 1 | EA | BUSHING, OBSOLETE, PLUNGER DRIVE, AL BRONZE, FETTEROLF CORP, 20910602006201 #4, WU: LIMESTONE | IR00-0469 |  |  | FETTEROLF CORP | 20910602006201 #4
SJG-I | 5365215820 |  | 01-01-47-02 | 2 | EA | RING, 5", CS, ALLIS-CHALMERS, 16-630-270-040 | IR00-0483 |  |  | ALLIS-CHALMERS | 16-630-270-040
SJG-I | 5365215838 |  | 01-01-47-02 | 2 | EA | RING, CARBON STEEL | IR00-0484 |  |  | ALLIS-CHALMERS | 16-630-272-041
SJG-I | 4810137978 |  | 01-01-47-02 | 1 | EA | SLEEVE, GUIDE, 316SS | IR00-0470 |  |  | FETTEROLF CORP | 20810602004561
SJG-I | 4810137267 |  | 01-01-47-03 | 1 | EA | SEAT, VALVE, RNG, 6", VALTEK INC, 021081-831-000 | 4810137267 |  |  | FLOWSERVE FCD CORPOR | BY DESCRP
SJG-I | 4820126722 |  | 01-01-47-03 | 1 | EA | VALVE, BLOCK, EHC, NON-ASB, TELEDYNE RELAYS, 11-675-1-2, WU:EHC SYSTEM, U-3&4 | IR00-0156 |  |  | GENERAL ELECTRIC CO. | U5234X00P0004
SJG-I | 4820121004 |  | 01-01-47-03 | 1 | EA | VALVE, CHECK, INTERNAL, 4", 125 PSI, NON-ASB, ELLIOTT CO., P64D961-1 | 4820121004 |  |  | ELLIOTT COMPANY | P64D961-1
SJG-I | 4820126771 |  | 01-01-47-03 | 3 | ST | VALVE, GAUGE HP, STL BODY, 2620/4000 PSI/100/750 DEG, NON-ASB, PENBERTHY MFG. CO., 64856-500 | 4820126771 |  |  | PENBERTHY MFG. CO. | 64856-500
SJG-I | 4820121095 |  | 01-01-47-03 | 2 | EA | VALVE, GENERAL ELECTRIC CO, 101C429DR-1-10-C02 | 4820121095 |  |  | GENERAL ELECTRIC CO. | 101C429DR-1-10-C02
SJG-I | 4820122838 |  | 01-01-47-03 | 1 | EA | VALVE, GENERAL ELECTRIC COMPANY, B700B06S19D-8-C05 | IR97-0460 |  |  | GENERAL ELECTRIC CO. | B700B06S19D-8-C05
SJG-I | 4820122804 |  | 01-01-47-03 | 2 | EA | VALVE, GENERAL ELECTRIC COMPANY, B700B08L19D-5-C05 | 4820122804 |  |  | GENERAL ELECTRIC CO. | B700B08L19D-5-C05
SJG-I | 4820123646 |  | 01-01-47-03 | 1 | EA | VALVE, PILOT, GENERAL ELECTRIC COMPANY, 101B284BR-9-2-B23 | IR97-0463 |  |  | GENERAL ELECTRIC CO. | 101B284BR92B23
SJG-I | 4820122002 |  | 01-01-47-03 | 2 | EA | VALVE, PILOT, GENERAL ELECTRIC COMPANY, 101C282BY-1-37- | 4820122002 |  |  | GENERAL ELECTRIC CO. | 101C282BY-1-37-B27
SJG-I | 4810137143 |  | 01-01-47-03 | 1 | EA | VALVE, STEAM, 1-1/2", SCKTWELD, 1500 LB, CON-VAL INC., 12G2J | 4810137143 |  |  | CONVAL, INC. | 12G2J
SJG-I | 5305144593 |  | 01-01-47-04 | 3 | EA | BOLT, GENERAL ELECTRIC, U624P210L0550 | IR99-0383 |  |  | GENERAL ELECTRIC | U624P210L0550
SJG-I | 4320087986 |  | 01-01-47-04 | 2 | EA | BUSHING, STUFFING BX/SCTION SIDE, PNM MACHINE SHOP, SJS-M248 | IR96-0790 |  |  | PNM MACHINE SHOP | SJS-M248
SJG-I | 5340188738 |  | 01-01-47-04 | 156 | EA | WASHER, PANT-LEG, 1-1/4", 2-7/16"OD, 4-1/4", STL, WESTINGHOU | 5340188738 |  |  | WESTINGHOUSE ELECTRI | 0184967L07
SJG-I | 3010050759 |  | 01-01-47-04 | 1 | EA | YOKE, ACTUATOR, DUCTILE IRON, BETTIS, 11329, WU:BETTIS ACTUATOR MDL 731C, BOTTOM ASH, U-1 | 3010050759 |  |  | BETTIS CORP | 11329
SJG-I | 2825004308 |  | 01-01-47-05 | 1 | EA | BLOCK, CELL, GENERAL ELECTRIC COMPANY, 3S7576HK101A2 | 2825004308 |  |  | GE ENERGY SERVICES | 3S7576HK101A2
SJG-I | 2825004233 |  | 01-01-47-05 | 2 | EA | BUSHING, GENERAL ELEC, 101B246FD-1-20-B28 | 2825004233 |  |  | GENERAL ELECTRIC CO. | 101B246FD-1
SJG-I | 2825004126 |  | 01-01-47-05 | 2 | EA | BUSHING, GENERAL ELEC, 101B246RY-1-58-B27 | 2825004126 |  |  | GENERAL ELECTRIC CO. | 101B246RY-1-58-B27
SJG-I | 2825004134 |  | 01-01-47-05 | 1 | EA | BUSHING, GENERAL ELEC, 101C430BF-2-4-B23 | IR90-0036 |  |  | GENERAL ELECTRIC CO. | 101C430BF-2-4-B23
SJG-I | 2825004092 |  | 01-01-47-05 | 3 | EA | BUSHING, GENERAL ELECTRIC COMPANY, 101B246EA-1-41-B27 | IR97-0519 |  |  | GENERAL ELECTRIC CO. | 101B246EA-1-41-B27
SJG-I | 2825004100 |  | 01-01-47-05 | 3 | EA | BUSHING, GENERAL ELECTRIC COMPANY, 101B246EB-1-40-B27 | IR97-0520 |  |  | GENERAL ELECTRIC CO. | 101B246EB-1-40-B27
SJG-I | 2825004118 |  | 01-01-47-05 | 2 | EA | BUSHING, VALVE, PILOT, GENERAL ELECTRIC COMPANY, 101B246FB-1 | 2825004118 |  |  | GENERAL ELECTRIC CO. | 101B246FB
SJG-I | 0100003054 |  | 01-01-47-05 | 2 | KT | FUSE, KIT, MODEL 80I, 81I, 82I, CEMS | 0100003054 |  |  | THERMO ELECTRON SCIE | 104235-00
SJG-I | 2825004209 |  | 01-01-47-05 | 2 | EA | HEAD, SENSING ASSY, GENERAL ELECTRIC COMPANY, 164A5294P0001 | 2825004209 |  |  | ELECTRO COMPONENTS D | 3040A
SJG-I | 0100003481 |  | 01-01-47-05 | 1 | EA | HEATER, ELECTRIC, CERAMIC, MODEL TECO, CEMS | 0100003481 |  |  | CEMTEK | 67-060
SJG-I | 0100003482 |  | 01-01-47-05 | 1 | EA | ORFICE, AIR, STAINLESS STEEL COATED, MODEL TECO, CEMS | 0100003482 |  |  | CEMTEK | 67-118
SJG-I | 0100003472 |  | 01-01-47-05 | 1 | EA | POWERSUPPLY, 24 VDC, MDL TECO I SERIES, CEMS | 0100003472 |  |  | CEMTEK | 67-085
SJG-I | 0100003480 |  | 01-01-47-05 | 1 | EA | THERMOCOUPLE, PROBE, CONVERTER, CEMTEK, 67-036, WU: CEMS MONITOR MERCURY REMOVAL | 0100003480 |  |  | CEMTEK | 67-036
SJG-I | 0100003478 |  | 01-01-47-05 | 1 | EA | TRANSDUCER, PRESSURE, ASSY, 3-27 PSIG, MODEL TECO, CEMS | 0100003478 |  |  | CEMTEK | 67-125
SJG-I | 0100003483 |  | 01-01-47-05 | 1 | EA | VALVE, SOLENOID, ASSY, MODEL TECO, CEMS | 0100003483 |  |  | CEMTEK | 73-166
SJG-I | 0100003053 |  | 01-01-47-05 | 2 | EA | VALVE, SOLENOID, NON-ASB, THERMO ELECTRON SCIENTIFIC, 103699-00 | 0100003053 |  |  | THERMO ELECTRON SCIE | 103699-00
SJG-I | 0100003050 |  | 01-01-47-07 | 2 | EA | ADAPTER, CONDUIT, FITTING, THERMO ELECTRON SCIENTIFIC, 103571-00, WU: MONITOR MERCURY REMOVAL CEMS | 0100003050 |  |  | THERMO ELECTRON SCIE | 103571-00
SJG-I | 0100003045 |  | 01-01-47-07 | 2 | EA | CORE, ELECTRICAL, CONVERTER, THERMO ELECTRON SCIENTIFIC, 102385-00, WU: MONITOR MERCURY REMOVAL CEMS | 0100003045 |  |  | THERMO ELECTRON SCIE | 102385-00
SJG-I | 0100003049 |  | 01-01-47-07 | 2 | EA | FILTER, INERTIAL, COATED, MODEL 83I | 0100003049 |  |  | THERMO ELECTRON SCIE | 103555-000
SJG-I | 0100003042 |  | 01-01-47-07 | 2 | EA | FILTER, MODEL 83I, 15 MICRON, THERMO ELECTRON SCIENTIFIC, 101074-00, WU: MONITOR MERCURY REMOVAL CEMS | 0100003042 |  |  | THERMO ELECTRON SCIE | 101074-00
SJG-I | 0100003044 |  | 01-01-47-07 | 2 | EA | PROBE,HEATER,THERMO ELECTRON SCIENTIFIC,102307-00,WU: MONITOR MERCURY REMOVAL CEMS | 0100003044 |  |  | THERMO ELECTRON SCIE | 102307-00
SJG-I | 0100003034 |  | 01-01-47-07 | 2 | EA | REGULATOR, EDUCTOR, THERMO ELECTRON SCIENTIFIC, 103211-00, WU: MONITOR MERCURY REMOVAL CEMS | 0100003034 |  |  | THERMO ELECTRON SCIE | 103211-00
SJG-I | 0100003037 |  | 01-01-47-07 | 2 | EA | RELAY, MECHANICAL, MODEL 82I, CEMS | 0100003037 |  |  | THERMO ELECTRON SCIE | 103343-00
SJG-I | 0100003040 |  | 01-01-47-07 | 2 | EA | THERMOCOUPLE, PROBE, THERMO ELECTRON SCIENTIFIC, 100429-00, WU: MONITOR MERCURY REMOVAL CEMS | 0100003040 |  |  | THERMO ELECTRON SCIE | 100429-00
SJG-I | 0100003043 |  | 01-01-47-07 | 4 | EA | THERMOSTAT, CONTROL, THERMO ELECTRON SCIENTIFIC, 101605-00 | 0100003043 |  |  | THERMO ELECTRON SCIE | 101605-00
SJG-I | 0100003035 |  | 01-01-47-07 | 2 | EA | TRANSDUCER, PRESSURE, ASSY, 3-27 PSIG, MODEL 82I | 0100003035 |  |  | THERMO ELECTRON SCIE | 103220-01
SJG-I | 0100003036 |  | 01-01-47-07 | 2 | EA | TRANSDUCER, PRESSURE, ASSY, MODEL 82I | 0100003036 |  |  | THERMO ELECTRON SCIE | 103220-02
SJG-I | 0100003021 |  | 01-01-47-07 | 2 | EA | TRANSDUCER, THERMON ELELCTON SCIENTIFIC, 101021-00, WU: MONITOR MERCURY REMOVAL CEMS | 0100003021 |  |  | THERMO ELECTRON SCEI | 101021-00
SJG-I | 0100003048 |  | 01-01-47-07 | 2 | EA | TRANSDUCER, VACUUM, ASSEMBLY, THERMO ELECTRON SCIENTIFIC, 103212-00, WU: MONITOR MERCURY REMOVAL CEMS | 0100003048 |  |  | THERMO ELECTRON SCIE | 103212-00
SJG-I | 0100002885 |  | 01-01-47-07 | 2 | EA | TUBE, LANCE, IKAH ASSY, 2-7/8"OD< 3' 11" L, CROLOY | 0100002885 |  |  | DIAMOND POWER | B47038-A07
SJG-I | 0100003007 |  | 01-01-47-07 | 6 | EA | VALVE, CHECK, WU: ANALYZER SYSTEM PROBES | 0100003007 |  |  | YOKOGAWA | M1234VV-A
SJG-I | 0100003023 |  | 01-01-47-07 | 3 | EA | VALVE, SOLENOID, NON-ASB, THERMO ELECTRON SCIENTIFIC, 101390-00, WU: MONITOR MERCURY REMOVAL CEMS | 0100003023 |  |  | THERMO ELECTRON SCIE | 101390-00
SJG-I | 0100004234 |  | 01-01-47-08 | 4 | EA | FOLLOWER, CAST IRON, U4 BOTTOM ASH 6" LINE | 0100004234 |  |  | ALLEN SHERMAN HOFF | 4892-1
SJG-I | 0100004295 |  | 01-01-47-08 | 24 | EA | GASKET, 8-3/4"X6-1/2"X1/8", NON-ASB, TACKY CLOTH | 0100004295 |  |  | FOUR STATES GASKET | BY DESCRP
SJG-I | 0100004238 |  | 01-01-47-08 | 6 | EA | RING, ALIGNING, MIDDLE, ALLEN SHERMAN HOFF, 4886, WU:U4 BOTTOM ASH LINE 8" COUPLING | 0100004238 |  |  | ALLEN SHERMAN HOFF | 4886
SJG-I | 5330225631 |  | 01-01-47-10 | 1 | EA | O-RING, TOYO PUMP, P-5200 | IR15-0004 |  |  | EQUIPMENT SPECIALTIE | P-5200
SJG-I | 5330225581 |  | 01-01-47-10 | 1 | EA | SEAL, OIL/GREASE, PUMP, TOYO PUMP, S-875 | IR15-0001 |  |  | EQUIPMENT SPECIALTIE | S-875
SJG-I | 5330225599 |  | 01-01-47-10 | 1 | EA | SEAL, PUMP, TOYO PUMP, A-875, WU:TOYO DV60B, P402A, P402B, S | IR14-0262 |  |  | TOYO PUMP | A-875
SJG-I | 3020056069 |  | 01-01-47-10 | 2 | EA | WORMSHAFT, BERGEMANN USA, INC., BP332201-1135 | 3020056069 |  |  | CLYDE BERGEMANN, INC | BP332201-1135
SJG-I | 3110067653 |  | 01-01-47-11 | 2 | EA | BRACKET, MOUNTING, BRG/BTM, WORTHINGTON PUMP CORP, 62661300 | IR00-0451 |  |  | WORTHINGTON PUMP COR | 62661300
SJG-I | 4810137937 |  | 01-01-47-11 | 1 | EA | PLUNGER, 316SS | IR00-0467 |  |  | FETTEROLF CORP | 20810602003362
SJG-I | 4810137929 |  | 01-01-47-11 | 1 | EA | STEM, VALVE, ASSY, 316SS | IR00-0466 |  |  | FETTEROLF CORP | 15910602006100
SJG-I | 4820123455 |  | 01-01-47-11 | 1 | EA | VALVE, GLOBE, 1/2", 316L STNLESS STL, SCKTWELD, 3000 LB, EDWARDS & COMPANY, 66124(F316) | IR00-0480 |  |  | EDWARDS & COMPANY | 66124(F316)
SJG-I | 4140000920 |  | 01-01-47-12 | 2 | EA | BOOT, PROTECTIVE/FLEX, 8"OD, 4"ID, 201"L, ZURN INDUSTRIES,INC, BY DESCRP | IR95-0300 |  |  | ZURN INDUSTRIES, INC | BY DESCRP
SJG-I | 5305154568 |  | 01-01-47-13 | 2 | EA | HEATER, ELECTRIC, BOLT, 230 V, 1140 W, 0.565"DIA X 17"L, GE | IR90-0505 |  |  | GENERAL ELECTRIC CO. | 142A9214P0008
SJG-I | 5305154576 |  | 01-01-47-13 | 2 | EA | HEATER, ELECTRIC, BOLT, 230 V, 1500 W, 0.565"DIA X 21"L, GE | IR99-0350 |  |  | GENERAL ELECTRIC CO. | 142A9214P0012
SJG-I | 5305154485 |  | 01-01-47-13 | 2 | EA | HEATER, ELECTRIC, BOLT, 230 V, 2430 W, 0.781"DIA X 24"L, GE | 5305154485 |  |  | GENERAL ELECTRIC CO. | 142A9213P0012
SJG-I | 5305154493 |  | 01-01-47-13 | 2 | EA | HEATER, ELECTRIC, BOLT, 230 V, 3100 W, 0.781"DIA X 30"L, GE | 5305154493 |  |  | GENERAL ELECTRIC CO. | 142A9213P0018
SJG-I | 5305154501 |  | 01-01-47-13 | 1 | EA | HEATER, ELECTRIC, BOLT, 230 V, 3900 W, 0.781"DIA X 36"L, GE | 5305154501 |  |  | GENERAL ELECTRIC CO. | 142A9213P0024
SJG-I | 5305154519 |  | 01-01-47-13 | 2 | EA | HEATER, ELECTRIC, BOLT, 230 V, 4625 W, 0.781"DIA X 42"L, GE | IR99-0338 |  |  | GENERAL ELECTRIC CO. | 142A9213P0027
SJG-I | 4810132813 |  | 01-01-47-14 | 1 | EA | BODY, VALVE, 1/2", 150-600 LB, VALTEK INC, 002162-150-0 | 4810132813 |  | FLOWSERVE FCD CO | VALTEK INC | 002162-150-0
SJG-I | 4810134892 |  | 01-01-47-14 | 2 | EA | BONNET, VALVE, SPUD, 6", VALTEK INC, 017992-150-000 | 4810134892 |  | FLOWSERVE FCD CORPOR | VALTEK INC | 017992-150-000
SJG-I | 4810134603 |  | 01-01-47-14 | 1 | EA | BONNET, VALVE, SPUD, 6", VALTEK INC, 029048-150-000 | 4810134603 |  | FLOWSERVE FCD CORPOR | VALTEK INC | 029048-150-000
SJG-I | 4810134496 |  | 01-01-47-14 | 1 | EA | DISC, VALVE, 6", 3914MY/3916Y, ROCKWELL INTERNATIONAL, | 4810134496 |  |  | ROCKWELL INTERNATION | 175088
SJG-I | 4810134561 |  | 01-01-47-14 | 1 | EA | DISC, VALVE, 6", ROCKWELL INTERNATIONAL, 412764 | IR97-0564 |  |  | ROCKWELL INTERNATION | 412764
SJG-I | 0100002040 |  | 01-01-47-14 | 1 | EA | MODULE,MODBUS INTERFACE,TELEDYNE MONITOR,1903-1700-01,WU: CEMS MASS FLOW METER | 0100002040 |  |  | TELEDYNE MONITOTR | 1903-1700-01
SJG-I | 4810134520 |  | 01-01-47-14 | 1 | EA | NUT, DISC, ROCKWELL INTERNATIONAL, 175093 | 4810134520 |  |  | ROCKWELL INTERNATION | 175093
SJG-I | 4810134504 |  | 01-01-47-14 | 1 | EA | NUT, DISC, ROCKWELL INTERNATIONAL, 199821 | 4810134504 |  |  | ROCKWELL INTERNATION | 199821
SJG-I | 4810134553 |  | 01-01-47-14 | 1 | EA | NUT, STEM, ROCKWELL INTERNATIONAL, 438416 | 4810134553 |  |  | ROCKWELL INTERNATION | 438416
SJG-I | 4810136095 |  | 01-01-47-14 | 1 | EA | PLUG, VALVE, 3", VALTEK INC, 9375-833 | 4810136095 |  |  | FLOWSERVE FCD CORP | 9375-833
SJG-I | 4810136103 |  | 01-01-47-14 | 1 | EA | SEAT, VALVE, 3", VALTEK INC, 007283-831-000 | 4810136103 |  |  | FLOWSERVE FCD CORPOR | 007283-831-000
SJG-I | 4810136079 |  | 01-01-47-14 | 1 | EA | SEAT, VALVE, 4", VALTEK INC, 005519-831-000 | 4810136079 |  |  | FLOWSERVE FCD CORPOR | 005519-831-000
SJG-I | 4810137002 |  | 01-01-47-14 | 1 | EA | SEAT, VALVE, BLOWDOWN, GENERAL ELECTRIC CO, 0241A374P0001 | IR07-0012 |  |  | GENERAL ELECTRIC COM | 0241A374P0001
SJG-I | 4810134587 |  | 01-01-47-14 | 1 | EA | SEAT, VALVE, RNG, 6", VALTEK INC, 002093-831-000 | 4810134587 |  |  | FLOWSERVE FCD CORPOR | BY DESCRP
SJG-I | 4810134017 |  | 01-01-47-14 | 1 | EA | SEAT, VALVE, RNG, 6", VALTEK INC, 044877-150-000 | 4810134017 |  |  | FLOWSERVE FCD CORPOR | BY DESCRP
SJG-I | 5330191395 |  | 01-01-47-14 | 1 | EA | SLEEVE, PKNG, STNLESS STL, JOHNSTON PUMP FACTORY, BY DESCRP | 5330191395 |  |  | BYRON JACKSON PUMP | BY DESCRP
SJG-I | 4810133621 |  | 01-01-47-14 | 3 | EA | STEM, VALVE, ACTR, 4", VALTEK INC, 001191-159-000 | 4810133621 |  |  | FLOWSERVE FCD CORPOR | BY DESCRP
SJG-I | 6680344782 |  | 01-01-47-15 | 1 | EA | ADAPTER, ELECTRICAL, REMOTE, GENERAL ELECTRIC, 60MA1000A2 | 6680344782 |  |  | GENERAL ELECTRIC | 6VMA1000A2
SJG-I | 6685365394 |  | 01-01-47-15 | 3 | EA | BASE, MOUNTING, PED, INSTR HSNG, 2"PIPE, O'BRIEN CORPORATION | 6685365394 |  |  | O'BRIEN CORPORATION | FM
SJG-I | 5925232133 |  | 01-01-47-15 | 1 | EA | BREAKER, CIRCUIT, 600 AC/250 DC V, 400 A, 2, LB FRAME, | IR99-0348 |  |  | WESTINGHOUSE ELEC | LB2400NW
SJG-I | 6685367994 |  | 01-01-47-15 | 1 | EA | CONTROLLER, ELECTRICAL, XFMR, COATES HEATER, 22011900 | 6685367994 |  |  | CAM INDUSTRIES, INC. | 22011900
SJG-I | 6685362946 |  | 01-01-47-15 | 1 | EA | CONVERTER, ELECTRONIC, SIGNAL, STOCK EQUIPMENT COMPANY, 1-Y3 | 6685362946 |  |  | PINON ASSOCIATES, IN | 1-Y3
SJG-I | 6680343768 |  | 01-01-47-15 | 3 | EA | HOUSING, O'BRIEN CORPORATION, GP-42EX-VRGP | 6680343768 |  |  | O'BRIEN CORPORATION | GP-42EX-VRGP
SJG-I | 5945243722 |  | 01-01-47-15 | 3 | EA | RELAY, CONTROL, 5 A, 2500 OHM, DPDT/9 MADC, FORNEY INTE | 5945243722 |  |  | FORNEY INTERNATIONAL | 70567-01
SJG-I | 5930236244 |  | 01-01-47-15 | 1 | EA | SWITCH, LIMIT, ALIMAK ELEVATOR CO, 3000-398-101 | 5930236244 |  |  | ALIMAK ELEVATOR COMP | 3000-398-101
SJG-I | 4820127191 |  | 01-01-47-15 | 2 | EA | VALVE, NON-ASB, ALFA-LAVAL SEPARATION, 517846-01 | 4820127191 |  |  | ALFA-LAVAL SEPARATIO | 517846-01
SJG-I | 5310162705 |  | 01-01-47-15 | 2 | EA | WASHER, ALIMAK ELEVATOR COMPANY I, 466016 | 5310162705 |  |  | ALIMAK ELEVATOR COMP | 466016
SJG-I | 4730103381 |  | 01-01-47-16 | 4 | EA | NIPPLE, PIPE, SWAGED, STAINLESS, 3" SW X 3/4" THDED NPT, SCH 80, SA403WP316L SEAMLESS, ANY MFG BY DESCRP | IR01-0225 |  |  | ANY MFG | BY DESCRP
SJG-I | 4530001082 |  | 01-01-47-18 | 4 | EA | AMPLIFIER, FLAME DETEC, FORNEY INTERNATIONAL, INC, D-38252-0 | 4530001082 |  |  | FORNEY INTERNATIONAL | D-38252-01
SJG-I | 5999274953 |  | 01-01-47-18 | 1 | EA | BOARD, CIRCUIT, PRINTED, AC REG, GENERAL ELECTRIC COMPANY, 4 | IR94-0287 |  |  | GENERAL ELECTRIC CO. | 44C300339-G03
SJG-I | 5999269474 |  | 01-01-47-18 | 2 | EA | BOARD, CIRCUIT, PRINTED, CEILING SENSING, GENERAL ELECTRIC C | 5999269474 |  |  | GENERAL ELECTRIC CO. | 44C331861G0
SJG-I | 5999284630 |  | 01-01-47-18 | 1 | EA | BOARD, CIRCUIT, PRINTED, CNTRLLER, RONAN ENGINEERING CO., 12 | 5999284630 |  |  | RONAN ENGINEERING CO | 125-PFM-CM
SJG-I | 5999272098 |  | 01-01-47-18 | 1 | EA | BOARD, CIRCUIT, PRINTED, COMPONENT, GEN ELEC, 44A300245G04 | IR96-1473 |  |  | GENERAL ELECTRIC CO. | 44A300245-G04
SJG-I | 5999272635 |  | 01-01-47-18 | 1 | EA | BOARD, CIRCUIT, PRINTED, GENERAL ELECTRIC CO, 44A332679G01 | IR96-1475 |  |  | GENERAL ELECTRIC CO. | 44A332679-G01
SJG-I | 5999272312 |  | 01-01-47-18 | 1 | EA | BOARD, CIRCUIT, PRINTED, GENERAL ELECTRIC COMPANY, 3S7932MA2 | IR99-0357 |  |  | GENERAL ELECTRIC CO. | 3S7932MA276A4
SJG-I | 5999268708 |  | 01-01-47-18 | 2 | EA | BOARD, CIRCUIT, PRINTED, GENERAL ELECTRIC COMPANY, 44B315687 | 5999268708 |  |  | GENERAL ELECTRIC CO. | 44B315687G01
SJG-I | 5999279762 |  | 01-01-47-18 | 9 | EA | BOARD, CIRCUIT, PRINTED, INPUT, FORNEY INTERNATIONAL, INC, C | 5999279762 |  |  | FORNEY INTERNATIONAL | C-302514-01
SJG-I | 5999268245 |  | 01-01-47-18 | 1 | EA | BOARD, CIRCUIT, PRINTED, PWB, GENERAL ELECTRIC COMPANY, 44A300221G03 | IR01-0074 |  |  | GENERAL ELECTRIC CO. | 44A300221G03
SJG-I | 5999270308 |  | 01-01-47-18 | 1 | EA | BOARD, CIRCUIT, PRINTED, PWB, GENERAL ELECTRIC COMPANY, 44A300224-G01 | IR94-0180 |  |  | GENERAL ELECTRIC CO. | 44A300224-G01
SJG-I | 5999268047 |  | 01-01-47-18 | 1 | EA | BOARD, CIRCUIT, PRINTED, PWB, GENERAL ELECTRIC COMPANY, 44A300245-G03 | IR90-0291 |  |  | GENERAL ELECTRIC CO. | 44A300245-G03
SJG-I | 5999269292 |  | 01-01-47-18 | 1 | EA | BOARD, CIRCUIT, PRINTED, PWB, GENERAL ELECTRIC COMPANY, 44B316937G01 | IR94-0179 |  |  | GENERAL ELECTRIC CO. | 44B316937G01
SJG-I | 5999271371 |  | 01-01-47-18 | 2 | EA | BOARD, CIRCUIT, PRINTED, PWRSUPPLY, GENERAL ELECTRIC COMPANY, 44C331862-G01 | IR90-0270 |  |  | GENERAL ELECTRIC CO. | 44C331862-G01
SJG-I | 6625000846 |  | 01-01-47-18 | 1 | EA | BOARD, CIRCUIT, PRINTED, PWRSUPPLY, GENERAL ELECTRIC COMPANY, 44C331863G01 | IR94-0176 |  |  | GENERAL ELECTRIC CO. | 44C331863G01
SJG-I | 5999269060 |  | 01-01-47-18 | 2 | EA | BOARD, CIRCUIT, PRINTED, SIGNAL CONDTNR, GENERAL ELECTRIC CO, 44C331857-G01 | IR90-0330 |  |  | GENERAL ELECTRIC CO. | 44C331857-G01
SJG-I | 5999273500 |  | 01-01-47-18 | 1 | EA | BOARD, CIRCUIT, PRINTED, WASHOUT/OUTPUT, GENERAL ELECTRIC CO | 5999273500 |  |  | GENERAL ELECTRIC CO. | 44C331859-G01
SJG-I | 5010002268 |  | 01-01-47-18 | 2 | EA | FILTER, BOARD ASSY, GENERAL ELECTRIC CO, 44B315687G02 | IR96-1125 |  |  | GENERAL ELECTRIC CO. | 44B315687G02
SJG-I | 5999287401 |  | 01-01-47-19 | 1 | EA | BOARD, CIRCUIT, PRINTED, CNVRTR/FREQ TO VAGE, STOCK EQUIPMEN | 5999287401 |  |  | STOCK EQUIPMENT COMP | Z10866-1
SJG-I | 5999270902 |  | 01-01-47-19 | 1 | EA | BOARD, CIRCUIT, PRINTED, EXIDE POWER SYSTEMS DIVIS, 805-667- | 5999270902 |  |  | EXIDE POWER SYSTEMS | 805-667-03N
SJG-I | 5999269417 |  | 01-01-47-19 | 1 | EA | BOARD, CIRCUIT, PRINTED, LOGIC, EXIDE POWER SYS, 101071693R, | IR00-0311 |  |  | EXIDE POWER SYSTEMS | 101071693R
SJG-I | 6105291071 |  | 01-01-47-19 | 1 | EA | MOTOR, ELECTRIC, 1/10 HP, 5000 RPM, GENERAL ELECTRIC, BY DES | IR00-0026 |  |  | ARGO INTERNATIONAL C | BY DESCRP
SJG-I | 0100004098 |  | 01-01-47-20 | 3 | EA | COUPLING, PIPE, 6" SINGLE, W/NON-ASB GASKET | 0100004098 |  |  | BABCOCK & WILCOX | A-4537W
SJG-I | 6210000292 |  | 01-01-47-23 | 12 | EA | GUARD, THE GENLYTE GROUP, VM-4 | IR01-0128 |  |  | BORDER STATES ELECTR | VM-4
SJG-I | 5999278376 |  | 01-01-47-23 | 1 | EA | MODULE, BOOSTER | IR01-0168 |  |  | EXIDE POWER | 101071679
SJG-I | 5999270621 |  | 01-01-47-23 | 2 | EA | MODULE, CONTROL | IR01-0126 |  |  | ABB KENT-TAYLOR INC | 58S402
SJG-I | 5961004172 |  | 01-01-47-23 | 1 | EA | RECTIFIER, C&D BATTERY DIV JS-392,WU:C&D BATTERY CHARGER MDL | IR01-0166 |  |  | C&D BATTERY | JS-392
SJG-I | 5945247558 |  | 01-01-47-23 | 2 | EA | RELAY, AUXILIARY, 48 DC, 1 NO 1 NC, HAND RESET, GENERAL | IR01-0122 |  |  | GENERAL ELECTRIC CO | 12HEA61A233
SJG-I | 6685359918 |  | 01-01-47-23 | 2 | EA | THERMOSTAT, CONTROL, 120 V, 50-250 DEG F, EXPLOSION RES | IR01-0132 |  |  | CHROMALOX | ARO2524EP
SJG-I | 5950248368 |  | 01-01-47-23 | 1 | EA | TRANSFORMER, INSTRUMENT, CURRENT, GENERAL ELECTRIC COMPANY, 44B317182-G02 | IR01-0172 |  |  | GENERAL ELECTRIC | 44B317182-G02
SJG-I | 4410000139 |  | 01-01-48-03 | 1 | EA | PLUG, 4.5", HANDHOLE MASTER, BABCOCK/WILCOX, DWG7150CD9 | IR96-1016 |  |  | BABCOCK AND WILCOX | DWG7150CD9
SJG-I | 5999276255 |  | 01-01-48-04 | 1 | EA | BOARD, CIRCUIT, PRINTED, VIDEO, WU:DIAMOND ELECTRONICS STI TV CAMERAS, U-1,2,3 4 | IR01-0127 |  |  | DIAMOND ELECTRONICS, | U-3002
SJG-I | 5925230434 |  | 01-01-48-04 | 1 | EA | BREAKER, CIRCUIT, MAG, 250 V, 15 A, 10K, 50/60 HZ, 1, TERM SCR, GENERAL ELECTRIC COMPANY, 44A372252-001 | IR01-0169 |  |  | GENERAL ELECTRIC | 44A372252-001
SJG-I | 5977262723 |  | 01-01-48-04 | 1 | EA | BRUSH, RIGGING, GENERAL ELECTRIC CO., 36A167274AAG02 | IR01-0167 |  |  | GENERAL ELECTRIC COM | 36A167274AAG02
SJG-I | 4810116311 |  | 01-01-48-04 | 5 | EA | DIAPHRAGM, KIT, REPR/VLV, AMERICAN AIR FILTER CO, I, 111-963 | IR01-0173 |  |  | AMERICAN AIR FILTER | 111-963173-1
SJG-I | 4810132763 |  | 01-01-48-04 | 2 | EA | FLANGE, END, VALVE, 4"ID, 150 LB, VALTEK INC, 001200-150, WU:VALTEK VALVE, U-3&4 | IR01-0176 |  |  | VALTEK INC. | 001200-150
SJG-I | 6680340681 |  | 01-01-48-04 | 2 | EA | FLOAT, 304 STNLESS STL, APCO VALVE & PRIMER CORP., 152-14 | IR01-0131 |  |  | APCO VALVE & PRIMER | 152-14
SJG-I | 6680340558 |  | 01-01-48-04 | 3 | EA | FLOAT, WALLACE & TIERNAN, NUXA663 | IR01-0130 |  |  | GOBLE SAMPSON | NUXA663
SJG-I | 6685369040 |  | 01-01-48-04 | 1 | EA | HEAD, CONNECTING, BAILEY CONTROLS COMPANY, 669635K3 | IR01-0179 |  |  | BAILEY CONTROLS COMP | 669635K3
SJG-I | 5945244597 |  | 01-01-48-04 | 2 | EA | RELAY, 24 V, 60 HZ, STRUTHERS-DUNN, 436XDX 010 | IR01-0120 |  |  | CONSOLIDATED ELECTRI | 436XDX 010
SJG-I | 5930228530 |  | 01-01-48-04 | 1 | EA | SWITCH, OIL/RESET | IR01-0170 |  |  | GENERAL ELECTRIC | 154B9793P0004
SJG-I | 6685369008 |  | 01-01-48-04 | 1 | EA | THERMOSTAT, CONTROL, SVC MNTING, FENWAL ELECTRONICS, 30002-0 | IR01-0178 |  |  | E & M INTERNATIONAL, | 30002-0
SJG-I | 5950247675 |  | 01-01-48-04 | 1 | EA | TRANSFORMER, GENERAL ELECTRIC 44B317172-G02 | IR01-0171 |  |  | GENERAL ELECTRIC | 44B317172-G02
SJG-I | 4810119919 |  | 01-01-48-04 | 1 | EA | VALVE, SOLENOID, 4-WAY, 120 V, 60 HZ, AMERICAN WARMING & VENTIL, BY DESCRP | IR01-0175 |  |  | AMERICAN WARMING & V | BY DESCRP
SJG-I | 4730116185 |  | 01-01-48-05 | 50 | EA | NIPPLE, PIPE, SWAGED, FORGED STEEL, 1" X 1/4", THDED NPT, SCH 80, SA234WPBN SEAMLESS, ANY MFG BY DESCRP | IR01-0237 |  |  | ANY MFG | BY DESCRP
SJG-I | 4730125244 |  | 01-01-48-05 | 5 | EA | TEE, PIPE, 2-1/4 CHROME, 1-1/2", 9000 LB, SCKTWELD, F22 GR, | IR01-0239 |  |  | ANY MFG | BY DESCRP
SJG-I | 4730103829 |  | 01-01-48-06 | 13 | EA | COUPLER, HOSE, CAM/GROV, 1", STNLESS STL, HOSE BARB X BOSS LOCK, ANY MFG, BY DESCRP | IR01-0226 |  |  | ANY MFG | BY DESCRP
SJG-I | 4730126408 |  | 01-01-48-06 | 3 | EA | COUPLING, PIPE, 1-1/4 CHROME, 1/2", 9000 LB, SCKTWELD, F11 G | IR01-0242 |  |  | ANY MFG | BY DESCRP
SJG-I | 4730115724 |  | 01-01-48-06 | 8 | EA | ELBOW, PIPE, 316 SS, 1/8", ST, FNPT X MNPT, 90 DEG, SWAGELOK | IR01-0236 |  |  | ALBUQUERQUE VALVE & | BY DESCRP
SJG-I | 4730110253 |  | 01-01-48-06 | 1 | EA | FLANGE, PIPE, 1", ALLOY 20, 150 LB, RAISED, SCKTWELD, A | IR01-0230 |  |  | ANY MFG | BY DESCRP
SJG-I | 4730109453 |  | 01-01-48-06 | 2 | EA | LATERAL, BLR, 1", MALLEABLE STL | IR01-0229 |  |  | ANY MFG | BY DESCRP
SJG-I | 4730113927 |  | 01-01-48-06 | 3 | EA | NIPPLE, PIPE, SWAGED, STAINLESS, 1" X 3/4", SOCKETWELD, SA403WP316L SMLS, ANY MFG BY DESCRP | IR01-0233 |  |  | ANY MFG | BY DESCRP
SJG-I | 4730106566 |  | 01-01-48-06 | 10 | EA | TEE, PIPE, 316L STNLESS STL, 1-1/2", BUTT WELD, 40 SCH, ANY | IR01-0227 |  |  | ANY MFG | BY DESCRP
SJG-I | 4730135789 |  | 01-01-48-07 | 2 | EA | INLET, WALLACE/TIERNAN DIV, U-20901 | IR95-0047 |  |  | WALLACE/TIERNAN DIV | U-20901
SJG-I | 3950000178 |  | 01-01-48-09 | 3 | KT | CONTACT, ELECTRICAL, (OBS), HARNISCHFEGER, 4079Z152, WU:P&H HARNISCHFEGER MANT BAY CRANE, ELECTROTORQUE TYPE | IR01-0818 |  |  | HARNISCHFEGER CORP | 4079Z152
SJG-I | 4320000070 |  | 01-01-48-09 | 2 | EA | DIAPHRAGM, PUMP, MILTON ROY CO, 298-0048-084 | IR01-0831 |  |  | MILTON ROY CO | 298-0048-084
SJG-I | 4210000495 |  | 01-01-48-09 | 10 | EA | HEAD, SPRINKLER, UPRIGHT, 1/2", BRS, 286 DEG F, TEXAS AUTOMA | IR01-0825 |  |  | AUTOMATIC SPRINKLER | BY DESCRP
SJG-I | 4310073772 |  | 01-01-48-09 | 1 | EA | SEAT, COMPRESSOR/TOP | IR01-0830 |  |  | INGERSOLL-RAND CO | UD5-5A
SJG-I | 3990000220 |  | 01-01-48-09 | 2 | EA | SHAFT, 19-7/8"L | IR01-0819 |  |  | UNITED CONVEYOR CORP | 15508
SJG-I | 4140001258 |  | 01-01-48-09 | 1 | EA | SLINGER, MECHANICAL, OIL | IR01-0820 |  |  | GARDNER-DENVER CO. | 8500421
SJG-I | 4140001290 |  | 01-01-48-09 | 4 | EA | SLINGER, MECHANICAL, OIL | IR01-0821 |  |  | GARDNER-DENVER CO | 8500420
SJG-I | 4210000644 |  | 01-01-48-09 | 2 | EA | VALVE, 6" X 1" X 1", RUBBER, AMERICAN FOUNDRY, 34 | IR01-0826 |  |  | AMERICAN FOUNDRY & M | 34
SJG-I | 5975268235 |  | 01-01-48-12 | 6 | EA | BOX, ELECTRICAL, EXPLOSION PROOF, 1", 3 SIDE HUBS, CROUSE HINDS, GUAT-36-SA | IR01-0618 |  |  | CROUSE HINDS | GUAT-36-SA
SJG-I | 6110297238 |  | 01-01-48-12 | 13 | EA | STARTER, MTR/MAN, 115/230V, 1/4/ 1 HP, 1 PH | IR01-0630 |  |  | WESTINGHOUSE ELECTRI | MST01
SJG-I | 6110296933 |  | 01-01-48-12 | 33 | EA | TERMINATION, KIT, QUICK DISCONNECT,RAYCHEM, PVK | IR01-0629 |  |  | RAYCHEM CORPORATION | PVK
SJG-I | 6645328219 |  | 01-01-48-12 | 1 | EA | TIMER, ELECTRICAL, 60 SEC, EAGLE SIGNAL CO., 51A6 | IR01-0656 |  |  | EAGLE SIGNAL CO | 51A6
SJG-I | 5999274342 |  | 01-01-48-13 | 4 | EA | BOARD, CIRCUIT, PRINTED, CNTRL, FOXBORO CO 2AX+A4 | IR04-0072 |  |  | FOXBORO COMPANY | 2AX+A4
SJG-I | 4320077656 |  | 01-01-48-13 | 1 | EA | IMPELLER, PUMP, 9-7/8"DIA, NEOPRENE/HYPALON, WORTHINGTON PUMPS CORP., 2104746-003, WU:WORTH MOD.3R091,FLYASH PURGE,U-3&4,CENTRIFUGE FEED,WRS | IR04-0067 |  |  | WORTHINGTON PUMPS CO | 2104746-003
SJG-I | 5330215368 |  | 01-01-48-13 | 2 | EA | SEAL, MECHANICL, PUMP 4-1/4" ID, BORG WARNER WORTH PMP 10UZD | IR04-0068 |  |  | BORG WARNER MECH SEA | QS-4250-5A4N
SJG-I | 5360201932 |  | 01-01-48-23 | 318 | ST | SPRING, TOP/BTM, RESEARCH COTREL, 60796-L, WU:ERIEZ VIBRATOR | IR10-0386 |  |  | HAMON RESEARCH-COTTR | 60796-L
SJG-I | 5961003786 |  | 01-01-48-23 | 25 | EA | STICK, SLCN RCTFR, RESEARCH COTTRELL, INC., 56269-D1 | IR95-0410 |  |  | HAMON RESEARCH-COTTR | CR-101
SJG-I | 5330211342 |  | 01-01-49-05 | 6 | EA | PACKING, FLEXITALLIC | IR01-0682 |  |  | CONTROL COMPONENTS, | 120822002
SJG-I | 4810131328 |  | 01-01-49-05 | 1 | EA | PLUG, VALVE, 3", 316SS, 150/600 LB | IR01-0678 |  |  | VALTEK, INC. | 001949-150-000
SJG-I | 5305151408 |  | 01-01-49-05 | 6 | EA | SCREW, CAP, SCKT/RND, 3/8"DIA, 1-1/4"L, WESTINGHOUSE ELECTRI | IR01-0680 |  |  | WESTINGHOUSE ELECTRI | 628C155020
SJG-I | 5330219170 |  | 01-01-49-05 | 2 | EA | SEAL, BALL, 316 STNLESS STL, FISHER CONTROLS COMPANY, 14A175 | IR01-0683 |  |  | FISHER CONTROLS COMP | 14A1758X012
SJG-I | 5330227835 |  | 01-01-49-05 | 2 | EA | SEAL, OIL/GREASE, INPUT, IHI (ISHIKAWAJIMA HARIMA, 7705 | IR01-0684 |  |  | FOSTER WHEELER ENERG | IHI 7705207
SJG-I | 5360200751 |  | 01-01-49-05 | 34 | EA | SPRING, SEQUENCE 2612, DRAWING U695C004-N0875 | IR01-0666 |  |  | GENERAL ELECTRIC | DRW U695C004-N0875
SJG-I | 4820128058 |  | 01-01-49-05 | 3 | EA | VALVE, COCK GAUGE, UPPER & LOWER, 3/4 X 1/2 X 3/4, A105, JERGUSON GAGE & VALVE, 147 | IR01-0679 |  |  | JERGUSON GAGE & VALV | 147
SJG-I | 4810130015 |  | 01-01-49-05 | 2 | EA | VALVE, SOLENOID, 3-WAY, 1/8", 3/32", ZINC, FNPT, 110 V, 0-10 | IR01-0677 |  |  | AUTOMATIC SWITCH CO. | SF-8318D20MS
SJG-I | 4810116865 |  | 01-01-49-05 | 3 | EA | VALVE, SOLENOID, GENERAL ELEC, 141B8257P0001 | IR01-0676 |  |  | GENERAL ELECTRIC CO. | 141B8257P0001
SJG-I | 5975265819 |  | 01-01-49-06 | 2 | EA | BLOCK, MOUNTING, STOCK EQUIPMENT COMPANY, 1Y-3148 | IR01-0547 |  | PINON ASSOCIATES, IN | STOCK EQUIPMENT COMP | 1Y-3148
SJG-I | 6630322847 |  | 01-01-49-06 | 1 | EA | CELL, CONDUCTIVITY, (OBS), LEEDS & NORTHRUP, 4905-50-30-088-7-000 | IR01-0553 |  |  | LEEDS & NORTHRUP | 4905-50-30-088-7000
SJG-I | 6680344733 |  | 01-01-49-06 | 1 | EA | CHAMBER, FLOW, STNLESS STL, LEEDS & NORTHRUP, 182124 | IR01-0556 |  |  | LEEDS & NORTHRUP | 182124
SJG-I | 5950249481 |  | 01-01-49-06 | 4 | EA | COIL, ELECTRICAL, SLND VLV, 110/120 V, 50/60 HZ, AUTOMATIC S | IR01-0545 |  |  | AUTOMATIC SWITCH CO. | 102-005-9-D
SJG-I | 6685370071 |  | 01-01-49-06 | 1 | EA | EXTRACTOR, INTEGRATED CIRCUIT, SQ RT, 3.30"W, 2-3/8"L | IR01-0559 |  |  | ACTION INSTRUMENTS C | T605-0001
SJG-I | 6685359405 |  | 01-01-49-06 | 4 | EA | GAUGE, PRESSURE, RCVR, 3-1/2", 1/4"MNPT, PLAST, BTM/BACK, 0- | IR01-0557 |  |  | ANY MFG | BY DESCRP
SJG-I | 6105291253 |  | 01-01-49-06 | 1 | EA | MOTOR, ELECTRIC | IR01-0549 |  |  | CAPITAL CONTROLS | A-447
SJG-I | 5950247956 |  | 01-01-49-06 | 1 | EA | TRANSFORMER, CONTROL, 480 PRV, 100 KVA, 3 PH | IR01-0544 |  |  | GENERAL ELECTRIC CO | 218A4148P6
SJG-I | 6680341192 |  | 01-01-49-06 | 1 | EA | TUBE, METERING, FISCHER & PORTER CO, 300F153U01 | IR01-0555 |  |  | FISCHER & PORTER CO | 300F153U01
SJG-I | 4820127159 |  | 01-01-49-06 | 1 | EA | VALVE, CAPITAL CONTROLS, W-193-3 | IR01-0512 |  |  | CAPITAL CONTROLS | W-193-3
SJG-I | 5330192799 |  | 01-01-49-10 | 1 | EA | BOX, STUFFING, (OBS), 316SS, LEEDS & NORTHRUP, 500697 | IR01-0516 |  |  | LEEDS & NORTHRUP | 500697
SJG-I | 5925231929 |  | 01-01-49-10 | 4 | EA | CONTACT, MOVABLE PRIMARY, GENERAL ELECTRIC, 0114C5382P004, WU: GE CIRCUIT BREAKER-MAGNEBLAST, TYPE AM-7.2-500-6H, U-1,3,4 | IR01-0525 |  |  | CED/GENERAL ELECT | 0114C5382P004
SJG-I | 5925231903 |  | 01-01-49-10 | 9 | EA | FINGER, CONTACT, PRIMARY, GENERAL ELECTRIC, 0114C5382P002 | IR01-0524 | GENERAL ELECTRIC | 0114C5382P002 | CONSOLIDATED ELECTRI | BY DESCRP
SJG-I | 6110296818 |  | 01-01-49-10 | 3 | EA | HEATER, ELECTRIC, SPACE, RELIANCE ELECTRIC CO., SB169613 | IR01-0561 |  |  | RELIANCE ELECTRIC CO | SB169613
SJG-I | 5365213452 |  | 01-01-49-10 | 1 | EA | RING, BACKING, 1"ID, 316SS | IR01-0519 |  |  | FISHER CONTROLS CO. | 1V90023507
SJG-I | 5330185546 |  | 01-01-49-10 | 1 | EA | RING, SEALING | IR01-0514 |  |  | FISHER CONTROLS | 20AT184X032
SJG-I | 5330186791 |  | 01-01-49-10 | 1 | EA | SEAL, MECHANICAL, PUMP, 1-3/4"ID | IR01-0515 |  |  | JAMES S. KONE | 87067-0018
SJG-I | 5930229652 |  | 01-01-49-10 | 1 | EA | SWITCH, PRESSURE, MERC/ADJING, 120/240 V, 4/2 A, SPDT, 10-20 | IR01-0526 |  |  | MERCOID P/N DAF31-2 | CONTAINS MERCURY
SJG-I | 6685369909 |  | 01-01-49-10 | 1 | EA | THERMOCOUPLE, 110"L, JOHNSTON PUMP FACTORY, IT-4208 | IR01-0566 |  |  | FLOWSERVE RED CORP | IT-4208
SJG-I | 6685367457 |  | 01-01-49-10 | 4 | EA | THERMOCOUPLE, 3/16" DIA, DURO SENSE CORP, MTC-D-1887-U | IR01-0564 |  |  | DURO SENSE CORP | MTC-D-1887-U
SJG-I | 6685368547 |  | 01-01-49-10 | 2 | EA | THERMOCOUPLE, GENERAL ELECTRIC, U252E138G0110 | IR01-0565 |  |  | GENERAL ELECTRIC CO. | U252E138G0110
SJG-I | 3010048936 |  | 01-01-49-11 | 2 | EA | BELLOWS, ASSY, BRS, 6-30 PSI, FISHER CONTROLS CO., 14A5726X032 | IR98-0265 |  |  | FISHER CONTROLS | 14A5726X032
SJG-I | 3010048951 |  | 01-01-49-11 | 1 | EA | CAP, SPRNG CRTG, LIMITORQUE VALVE CONTROLS, 60-141-0091-2 | IR98-0266 |  |  | LIMITORQUE CORP | 60-141-0091-2
SJG-I | 3010048654 |  | 01-01-49-11 | 4 | EA | COUPLING, DRIVE, PUMP, T.B.WOOD'S SONS CO., 8SC50-10 | IR98-0262 |  |  | T.B.WOOD'S SONS CO. | 8SC50-10
SJG-I | 3010050338 |  | 01-01-49-11 | 13 | LA | CYLINDER, ACTUATOR, REPAIR KIT, ALKON PRODUCTS DIVISION, 20832 | IR98-0269 |  |  | KEYSTONE VALVE | 121935020700118
SJG-I | 3010048019 |  | 01-01-49-11 | 5 | EA | DIAPHRAGM, POSNER, FISHER CONTROLS COMPANY, 1P8075X0012 | IR98-0258 |  |  | FISHER CONTROLS | 1P8075X0012
SJG-I | 3010050395 |  | 01-01-49-11 | 1 | EA | DRIVE, ASSEMBLY, HONEYWELL INC, 30735533002 | IR98-0270 |  |  | HONEYWELL | 30735533-002
SJG-I | 3010048498 |  | 01-01-49-11 | 1 | EA | HOLDER, PIN, STAINLESS STEEL | IR98-0261 |  |  | FISHER CONTROLS | 1U9097-35032
SJG-I | 2990000024 |  | 01-01-49-11 | 2 | EA | MUFFLER, THE DURIRON COMPANY, INC., 476A-0109 | IR98-0255 |  |  | DURIRON CO | 476A-0109
SJG-I | 3010050213 |  | 01-01-49-11 | 3 | EA | SPIDER, COUPLING, 3/4", INSERT (LOVEJOY, AL-090) | IR98-0268 |  |  | TURBONETICS | 803-348-000
SJG-I | 6145000854 |  | 01-01-49-12 | 200 | FT | CABLE, INSULATED, COAX, 100 FT/RO, BELDEN, 8282 | IR01-0552 |  |  | BELDEN CORP | 8282
SJG-I | 6130000042 |  | 01-01-49-12 | 1 | EA | CONTROL, UNIT ASSY, EXIDE POWER SYSTEMS DIVIS, 101-070-803 | IR01-0551 |  |  | EXIDE POWER SYSTEMS | 101-070-803
SJG-I | 6685366962 |  | 01-01-49-12 | 1 | EA | THERMOCOUPLE, RELIANCE ELECTRIC CO., SB-47741A | IR01-0558 |  |  | CRIST-PLATEAU | SB-47741A
SJG-I | 4810117533 |  | 01-01-49-16 | 2 | EA | BONNET, RETURN/OUTLET, ELLIOTT COMPANY, P2275R118 | IR01-0938 |  |  | ELLIOTT COMPANY | P2275R118
SJG-I | 4140000300 |  | 01-01-49-16 | 2 | EA | FAN, ELECTRICAL, MTR, 115 V, 1/35 HP, 1 PH, TRANE AIR CONDIT | IR01-0932 |  |  | MCKEE SERVICE AGENCY | BY DESCRP
SJG-I | 4820121905 |  | 01-01-49-16 | 1 | EA | VALVE, GLOBE, Y PATTERN, 1/2", CHROME BODY, SCKTWLD, 2500 PSI/1100 DEG F, NON-ASB, ASME/ANSI B16.34, EDWARDS & CO., 66124-F22-1\2" | 4820121905 |  |  | EDWARDS & COMPANY | 66124-F22-1\\2"
SJG-I | 5975271908 |  | 01-01-49-19 | 10 | EA | BOX, ELECTRICAL, OUTLET, 3/4" CEILING MOUNT, HAZLUX, VC-2 | IR01-0620 |  | BORDER STATES ELECTR | HAZLUX | VC-2
SJG-I | 6625004327 |  | 01-01-49-19 | 1 | EA | RACK, PANEL MOUNT INSTRUMENT, BENTLY NEVADA 90060-02 | IR01-0563 |  |  | BENTLY NEVADA | 90060-02
SJG-I | 5365213890 |  | 01-01-49-19 | 1 | EA | RING, WEAR, CSNG CVR | IR01-0520 |  |  | WORTHINGTON PUMP COR | 960191-00
SJG-I | 6695395555 |  | 01-01-49-24 | 1 | EA | TRANSDUCER, HIGH PRESSURE, 0-2000PSI, 1-5VDC, 117V/60HZ | IR90-0121 |  |  | WESTNHS/ROSEMOUNT AN | 477273-1407101
SJG-I | 5910225357 |  | 01-01-50-01 | 2 | EA | CAPACITOR, 100 V, 10 MF, GENERAL ELECTRIC, 68A7182P5 | IR96-0235 |  |  | GENERAL ELECTRIC COM | 68A7182P5
SJG-I | 5999284606 |  | 01-01-50-02 | 1 | EA | BOARD, CIRCUIT, OBSOLETE/ PRINTED, PH DETEC/AMPL, FOXBORO ANALYTICAL, 0006007 | IR96-0435 |  |  | FOXBORO ANALYTICAL | 0006007
SJG-I | 5999273112 |  | 01-01-50-02 | 1 | EA | BOARD, CIRCUIT, PRINTED, ALARM, 117 V, 4-20 MA A, 60 HZ, ABB KENT-TAYLOR INC, 1015NA1020055 | IR96-0431 |  |  | ABB KENT TAYLOR INC | 1015NA1020055
SJG-I | 5999274813 |  | 01-01-50-02 | 1 | EA | BOARD, CIRCUIT, PRINTED, ALARM, 117 V, 4-20 MA A, 60 HZ, ABB KENT-TAYLOR INC, 1016NA10200-59 | IR96-0433 |  |  | ABB KENT TAYLOR INC | 1016NA10200-59
SJG-I | 6685370931 |  | 01-01-50-02 | 1 | EA | CONVERTER, 4-20 MA, GEM SENSORS DIVISION, 40900 | IR96-0441 |  |  | GEMS SENSORS DIVISIO | 40900
SJG-I | 6680338263 |  | 01-01-50-02 | 1 | EA | GAUGE, FLOW, .5"FPT, 300SS, 0-10 GPM, RCM IND, 1/2-73-B-10-A | IR96-0439 |  |  | RCM INDUSTRIAL INCOR | 1/2-73-B-10-A
SJG-I | 6645327690 |  | 01-01-50-02 | 1 | EA | TIMER, ELECTRICAL, AUTO/RESET, AUTOMATIC TIMING & CONTRO, 325A346A10PX | IR96-0438 |  |  | AUTOMATIC TIMING & C | 325A346A10PX
SJG-I | 5950249416 |  | 01-01-50-02 | 2 | EA | TRANSFORMER, CONTROL, GENERAL ELECTRIC, 218A4148P14 | IR96-0445 |  |  | GENERAL ELECTRIC | 218A4148P14
SJG-I | 5945243474 |  | 01-01-50-03 | 1 | EA | RELAY, 460V, 50-400HZ, 3 PH/3 WIRE, WILMAR ELEC, 255X | IR96-0449 |  |  | WILMAR ELECTRONICS | 255X
SJG-I | 5930232599 |  | 01-01-50-03 | 1 | EA | SWITCH, AUXILARY | IR96-0447 |  |  | WESTINGHOUSE | 449D622G21
SJG-I | 5930232003 |  | 01-01-50-03 | 1 | EA | SWITCH, DISCONNECT, CUT-OFF | IR96-0483 |  |  | GENERAL ELECTRIC | 192A7153P8
SJG-I | 5950250224 |  | 01-01-50-03 | 2 | EA | TRANSFORMER, CONTROL, DRY, 120PRV, 120SECV, 250KVA | IR96-0486 |  |  | MAGNATEK CORP | 2095-002
SJG-I | 5999271678 |  | 01-01-50-04 | 2 | EA | BOARD, CIRCUIT, PRINTED, ASSY/AMPL, LEEDS & NORTHRUP, 101174 | IR96-0470 |  |  | LEEDS & NORTHRUP | 101174
SJG-I | 5999271124 |  | 01-01-50-04 | 1 | EA | BOARD, CIRCUIT, PRINTED, PWRSUPPLY, HATHAWAY BETA PROCESS INS, 300841-4 2F | IR96-0469 |  |  | HATHAWAY BETA PROCES | 30084-42F
SJG-I | 5945243581 |  | 01-01-50-04 | 1 | EA | RELAY, CONTROL, TIME, STOCK EQUIP, FE777, WU:RADIANT BLR, FEEDERS, CODE 8423501, CONTROL CABINET, U-3 | IR96-0477 |  |  | STOCK EQUIPMENT CO | FE777
SJG-I | 5930234033 |  | 01-01-50-04 | 4 | EA | SWITCH, PILOT | IR96-0476 |  |  | STOCK EQUIPMENT CO | 1-Y522
SJG-I | 5925231358 |  | 01-01-50-05 | 3 | EA | BREAKER, CIRCUIT, TRIPPING, 600 AC/250 DC V, 150 A, 2, TFK FRAME, GENERAL ELECTRIC CO., TFK226150W | IR96-0512 |  |  | GENERAL ELECTRIC | TFK226150W
SJG-I | 5990000019 |  | 01-01-50-05 | 1 | EA | MOTOR, ELECTRIC, TORQUE, 4-20 MA | IR96-0521 |  |  | FISCHER & CONTROLS C | 30A8076-X0A2
SJG-I | 5945248465 |  | 01-01-50-05 | 1 | EA | RELAY, TIME DLY, OFF-DLY, 120V, 60HZ, AGASTAT TMNG, SSC22A1A | IR96-0516 |  |  | AGASTAT TIMING INSTR | SSC22A1A
SJG-I | 5930235659 |  | 01-01-50-05 | 2 | EA | SWITCH, TEMPERATURE | IR96-0514 |  |  | IMO INDUSTRIES INC | L2H-H353S-WS
SJG-I | 5999268971 |  | 01-01-50-06 | 1 | EA | BOARD, CIRCUIT, PRINTED, SIGNAL CONDTNR, ABB KENT-TAYLOR INC, 125S752-1 | IR96-0430 |  |  | ABB KENT TAYLOR INC | 125S752-1
SJG-I | 5945248218 |  | 01-01-50-07 | 1 | EA | RELAY, CONTROL, BIASING, MOORE PRODUCTS, 680 | IR96-0412 |  |  | MOORE PRODUCTS COMPA | 680
SJG-I | 5945243607 |  | 01-01-50-07 | 1 | EA | RELAY, TIME DLY/OFF-DLY, 120/110V, 60/50HZ, AGISTAT, 7022AD | IR96-0409 |  |  | AGASTAT TIMING INSTR | 7022AD
SJG-I | 5945244878 |  | 01-01-50-07 | 1 | EA | RELAY, TIME DLY/ON-DLY, 120V, 60HZ, AMERACE, 2112A5SH | IR96-0410 |  |  | AMERACE CORPORATION | 2112A5SH
SJG-I | 3950000079 |  | 01-01-50-07 | 1 | EA | SCREW, ASSEMBLY | IR96-0400 |  |  | HARNISCHFEGER CORP | 75Z465-D3
SJG-I | 5930229041 |  | 01-01-50-07 | 2 | EA | SWITCH, ASSEMBLY | IR96-0406 |  |  | FOXBORO CO | E9500XT
SJG-I | 6665000458 |  | 01-01-50-08 | 1 | EA | ALARM, RTD, 115 V, 350 DEG F, 100 OHM/4 W/DPDT, TWO WIRE, 100-500 DEG F ADJ INPUT, ROCHESTER INSTRUMENT SYST, ET-1278 | IR01-0657 |  |  | ROCHESTER INSTRUMENT | ET-1278
SJG-I | 6630322953 |  | 01-01-50-08 | 1 | EA | CELL, ASSY/MONITOR, GAM-RAD INC., 1583-0000 | IR01-0654 |  |  | GAM RAD, INC. | 1583-0000
SJG-I | 6625001257 |  | 01-01-50-08 | 1 | EA | CELL, SAMPLE, ASSEMBLY/BLOCK, BLTED, WITH MOUNTING BRACKET, HACH CHEMICAL COMPANY, IN, 401332, ITEM OBSOLETE TO SJG | IR01-0653 |  |  | HACH CHEMICAL CO, IN | 401332
SJG-I | 6110298046 |  | 01-01-50-08 | 4 | EA | CONTACT, ELECTRICAL/KIT, SZ 2, GOULD, INC., CORPORATE, 2203D | IR01-0650 |  | CONSOLIDATED ELECTRI | GOULD, INC | 2203D
SJG-I | 6680338651 |  | 01-01-50-08 | 2 | EA | COUNTER, MECHANICAL, RIGHT HAND, STOCK EQUIPMENT COMPANY, FE | IR01-0659 |  |  | THE METER AND VALVE | BY DESCRP
SJG-I | 6680339378 |  | 01-01-50-08 | 4 | EA | FLOAT, FLOW IND, 316 SS, BROOKS INSTRUMENT, 347B012BMA | IR01-0661 |  |  | BROOKS INSTRUMENT DI | 347B012BMA
SJG-I | 6110295505 |  | 01-01-50-08 | 12 | EA | HEATER, OVERLOAD, H-40, ABB POWER T&D CO., H-40 | IR01-0628 |  |  | WESTINGHOUSE ELEC | H-40
SJG-I | 6105288226 |  | 01-01-50-08 | 2 | EA | MOTOR, ELECTRIC,1/3 RPH RPM, 115V,60 HZ,TYPE 117, 2.70 W | IR01-0623 |  |  | LEEDS & NORTHRUP | 017201
SJG-I | 6105289760 |  | 01-01-50-08 | 1 | EA | MOTOR, ELECTRIC,4 RPM, 117V, 60 HZ, TYPE 117, 3.40W | IR01-0626 |  |  | ABB KENT-TAYLOR INC. | 68S295CM43
SJG-I | 6680339303 |  | 01-01-50-08 | 2 | EA | REGISTER, 4"W, MCCROMETER CORP., R0100-00 | IR01-0660 |  |  | ARIZONA PUMP AND SUP | R0100-00
SJG-I | 6680338420 |  | 01-01-50-08 | 19 | EA | SHIELD, LEVEL GA, 1-11/32"W, 11"L, MICA, TINTED, THE ANCHOR PACKING CO, BY DESCRP | IR01-0658 |  |  | THE ANCHOR PACKING C | BY DESCRP
SJG-I | 6105288671 |  | 01-01-50-08 | 13 | EA | SLINGER, MECHANICAL, DUST/FRNT/REAR | IR01-0625 |  |  | LOUIS-ALLIS CO | 8T421-0300
SJG-I | 5010002961 |  | 01-01-50-10 | 1 | EA | FILTER, ELECTRONIC, 115/250 V, CORCOM, 20K620A | IR01-0941 |  |  | BAILEY CONTROLS CO | 20K620A
SJG-I | 5310153712 |  | 01-01-50-10 | 1 | EA | NUT, STEM, TAP | IR01-0943 |  |  | LIMITORQUE VALVE CON | 385973-C
SJG-I | 4810136541 |  | 01-01-50-10 | 2 | EA | PLUG, VALVE, 1", 600#, FLANGED | IR01-0940 |  |  | FISHER CONTROLS CO | 15A6502X052
SJG-I | 5330182303 |  | 01-01-50-10 | 6 | EA | SEAL, OIL/GREASE | IR01-0949 |  |  | ALIMAK ELEVATOR CO. | 3000916-192
SJG-I | 5330181867 |  | 01-01-50-10 | 2 | ST | SEAL, ROTOR/COLD END | IR01-0948 |  |  | ABB AIR PREHEATER IN | BY DESCRP
SJG-I | 5330173161 |  | 01-01-50-10 | 1 | EA | STRIP, SEAL, COMPRESSOR | IR01-0946 |  |  | ELLIOTT COMPANY | 847824-2
SJG-I | 5330180570 |  | 01-01-50-10 | 4 | EA | STRIP, SEAL, COMPRESSOR | IR01-0947 |  |  | ELLIOTT COMPANY | 847024-1
SJG-I | 4810126815 |  | 01-01-50-10 | 2 | EA | VALVE, ASSEMBLY/SUCTION, MANZEL, 463-920-091 | IR01-0939 |  |  | MANZEL | 463-920-091
SJG-I | 5310162879 |  | 01-01-50-10 | 3 | EA | WASHER, 3 1/2", CARBON, JOHN CRANE, D-3500-070-9055 | IR08-0023 |  |  | JOHN CRANE | D-3500-070-9055
SJG-I | 5310156301 |  | 01-01-50-10 | 1 | EA | WASHER, CARBON, CRANE COMPANY, D3250-220 | IR01-0944 |  |  | CRANE COMPANY | D3250-220
SJG-I | 5120128516 |  | 01-01-50-10 | 1 | EA | WRENCH, DE LAVAL TURBINE INC, P-360H | IR01-0942 |  |  | IMO PUMP | P-360H
SJG-I | 5925232125 |  | 01-01-50-12 | 3 | EA | BREAKER, CIRCUIT, 600V, 200A, JKA FRAME, RSRCH COTT, 104701-L9 | IR96-0480 |  |  | HAMON RESEARCH-COTTR | 104701-L9
SJG-I | 3010051336 |  | 01-01-50-12 | 4 | EA | GEAR, PINION, HIGH SPEED, FMC CORPORATION - BEARING, 1786X1621 | IR96-0541 |  |  | FMC CORP-BEARING | 1786X1621
SJG-I | 3020050914 |  | 01-01-50-12 | 2 | ST | GEAR, TIMING, SET, WORTHINGTON CANADA, LTD, 24-1100-01-13 | IR96-0542 |  |  | WORTHINGTON CANADA, | 24-1100-01-13
SJG-I | 7050000426 |  | 01-01-50-13 | 4 | EA | ARM, DRIVE, BAILEY CONTROLS COMPANY, 5312865K1 | IR98-0086 |  |  | BAILEY CONTROLS | 5312865K1
SJG-I | 5999278525 |  | 01-01-50-13 | 2 | EA | BOARD, CIRCUIT, OBSOLETE/ PRINTED, AMPL, ROSEMOUNT ANALYTICAL, 378252 | IR98-0005 |  |  | ROSEMOUNT | 378252
SJG-I | 5999278277 |  | 01-01-50-13 | 2 | EA | BOARD, CIRCUIT, OBSOLETE/ PRINTED, AMPL/MIXING, ROSEMOUNT ANALYTICAL, 399199 | IR98-0002 |  |  | ROSEMOUNT | 399199
SJG-I | 5999278152 |  | 01-01-50-13 | 1 | EA | BOARD, CIRCUIT, OBSOLETE/ PRINTED, CAP 2 ANALOG SYS, ROSEMOUNT ANALYTICAL, 238C446 | IR98-0001 |  |  | ROSEMOUNT | 238C446
SJG-I | 5999278483 |  | 01-01-50-13 | 2 | EA | BOARD, CIRCUIT, OBSOLETE/ PRINTED, CLOCK/LOGIC 2, ROSEMOUNT ANALYTICAL, 378251 | IR98-0004 | IR98-0003 |  | ROSEMOUNT | 378251
SJG-I | 5999281057 |  | 01-01-50-13 | 1 | EA | METER, KIT/SPARE PART, BAILEY CONTROLS COMPANY, 254040C1 | IR98-0013 |  |  | BAILEY CONTROLS COMP | 254040C1
SJG-I | 6685370345 |  | 01-01-50-13 | 1 | KT | SPARE PART KIT | IR98-0070 |  |  | BAILEY CONTROLS | 254040C4
SJG-I | 6685370394 |  | 01-01-50-13 | 1 | KT | SPARE PART KIT | IR98-0071 |  |  | BAILEY CONTROLS | 254040C1
SJG-I | 6685370402 |  | 01-01-50-13 | 1 | KT | SPARE PART KIT | IR98-0072 |  |  | BAILEY CONTROLS | 254002K1
SJG-I | 6685370410 |  | 01-01-50-13 | 1 | KT | SPARE PART KIT | IR98-0073 |  |  | BAILEY CONTROLS | 254040C3
SJG-I | 9320000293 |  | 01-01-50-14 | 2 | EA | BELLOWS, ASSY, ROSEMOUNT ANALYTICAL, 474295-5 | 9320000293 |  |  | ROSEMOUNT ANALYTICAL | 474295-5
SJG-I | 5999280521 |  | 01-01-50-14 | 1 | EA | BOARD, CIRCUIT, OBSOLETE/ PRINTED, ASSY, HACH CHEMICAL COMPANY, IN, 16731-00 | IR98-0009 |  |  | HACH CHEMICAL CO | 16731-00
SJG-I | 5999285678 |  | 01-01-50-14 | 1 | EA | BOARD, CIRCUIT, OBSOLETE/ PRINTED, CAPITAL CNTRL, CAPITAL CONTROLS, R-597 | IR98-0025 |  |  | CAPITAL CONTROL | R-597
SJG-I | 5999285660 |  | 01-01-50-14 | 1 | EA | BOARD, CIRCUIT, OBSOLETE/ PRINTED, INSTRATION, CAPITAL CONTROLS, R-598 | IR98-0024 |  |  | CAPITAL CONTROL | R-598
SJG-I | 5999285652 |  | 01-01-50-14 | 1 | EA | BOARD, CIRCUIT, OBSOLETE/ PRINTED, INSTRATION, CAPITAL CONTROLS, R-599 | IR98-0023 |  |  | CAPITAL CONTROL | R-599
SJG-I | 5999285504 |  | 01-01-50-14 | 1 | EA | BOARD, CIRCUIT, OBSOLETE/ PRINTED, INTEGRATOR, FOXBORO COMPANY, 2AX+INT-L | IR98-0022 |  |  | FOXBORO | 2AX&INT-L
SJG-I | 5999279275 |  | 01-01-50-14 | 1 | EA | BOARD, CIRCUIT, OBSOLETE/ PRINTED, ROSEMOUNT ANALYTICAL, 399328-3 | IR98-0007 |  |  | ROSEMOUNT | 399328-3
SJG-I | 5999283772 |  | 01-01-50-14 | 1 | EA | BOARD, PC LOGIC MANNING ENVIRONMENTAL COR 02880-XX | IR07-0204 | IR98-0019 |  | MANNING ENVIRONMENTA | 02880-XX
SJG-I | 5999281008 |  | 01-01-50-14 | 5 | EA | CLUSTER, FINGER, DISCONNECT, WESTINGHOUSE ELEC, 502A851G01 | IR98-0012 |  |  | WESTINGHOUSE ELECTRI | 502A851G01
SJG-I | 6680339667 |  | 01-01-50-14 | 2 | EA | PLATE & FRAME KIT | IR98-0055 |  |  | MAGNETROL INTERNATIO | 89-7816-001
SJG-I | 5999286064 |  | 01-01-50-14 | 1 | EA | POWERSUPPLY, ASSY, KAY-RAY/SENSALL INC., XH2569 | IR98-0026 |  |  | KAY-RAY/SENSALL INST | XH2569
SJG-I | 5999280943 |  | 01-01-50-14 | 1 | EA | PROBE, TILT SWITCH, RAMSEY TECH, 21-39-15-FM | IR98-0011 |  |  | RAMSEY TECHNOLOGY | 21-39-15-FM
SJG-I | 6685369263 |  | 01-01-50-14 | 1 | EA | THERMOCOUPLE, WESTINGHOUSE ELECTRIC, 872C652008 | IR98-0067 |  |  | WESTINGHOUSE ELECTRI | 872C652008
SJG-I | 6625000432 |  | 01-01-50-16 | 2 | EA | AMPLIFIER, CNTRLLER, 10 DC V, REG/BUFF, FOXBORO, N0308YT | IR98-0038 |  |  | FOXBORO/JORDAN CONTR | N0308YT
SJG-I | 6630322839 |  | 01-01-50-16 | 1 | EA | CELL, CONDUCTIVITY, OBSOLETE, LEEDS & NORTHRUP, 4801-25-03-11-073 | IR98-0042 |  |  | LEEDS & NORTHRUP | 4801250311073
SJG-I | 6630322797 |  | 01-01-50-16 | 1 | EA | CELL, CONDUCTIVITY, OBSOLETE, LEEDS & NORTHRUP, 4908-50-33-088-20-208 | IR98-0041 |  |  | LEEDS & NORTHRUP | 49085033088202
SJG-I | 6630323241 |  | 01-01-50-16 | 2 | EA | COMPENSATOR, TEMPERATURE AUTOMATIC ROSEMOUNT KFHD | IR98-0043 |  |  | ROSEMOUNT | KFHD
SJG-I | 6625000689 |  | 01-01-50-16 | 1 | EA | METER, CONDUCTIVITY, MONITOR | IR98-0039 |  |  | LEEDS & NORTHRUP | 21260
SJG-I | 6105289448 |  | 01-01-50-16 | 1 | EA | MOTOR, 1/15HP, 3200 RPM, 115V, ELECTRIC | IR98-0030 |  |  | VON WEISE GEAR CO | K4322-041
SJG-I | 6105288762 |  | 01-01-50-16 | 3 | EA | MOTOR, 1/6HP, ELECTRIC, 1140 RPM, 230V | IR98-0028 |  |  | WESTINGHOUSE | 1322C65H01
SJG-I | 6105289943 |  | 01-01-50-16 | 1 | EA | ROTOR, PUMP, ROBBINS & MYERS, 3800070-2M-1 | IR98-0031 |  |  | CALGON CORPORATION | 3800070-2M-1
SJG-I | 5920229506 |  | 01-01-50-17 | 4 | EA | FUSE, HIGH/NOMINAL VOLTAGE, INDOOR, CLIP W/HOOKEYE | IR97-0174 |  |  | BUSSMAN MFG | JCLA12R
SJG-I | 5961005575 |  | 01-01-50-17 | 4 | EA | RELAY, POWER, 3 INPUT/MODULE ASSY, DIAMOND POWER, 3415971039 | IR97-0177 |  |  | DIAMOND POWER SPECIA | 341597-1039
SJG-I | 5365212629 |  | 01-01-50-17 | 6 | EA | RETAINER, BEARING | IR97-0172 |  |  | GOULDS | BY DESCRP
SJG-I | 6105289935 |  | 01-01-50-17 | 3 | EA | ROTOR, PUMP, ITEM 22 ROBBINS & MYERS, INC, 3800086-2L-2 | IR97-0184 |  |  | ROBBINS & MYERS INC | 3800086-2L-2
SJG-I | 6105288119 |  | 01-01-50-17 | 6 | EA | SERVOMOTOR, ELECTRIC | IR97-0183 |  |  | ROSEMOUNT CONTROLS D | 647947
SJG-I | 6680345128 |  | 01-01-50-17 | 1 | EA | STATION, CONTROL STYLED | IR97-0193 |  |  | FOXBORO | 230SF
SJG-I | 6680345086 |  | 01-01-50-17 | 1 | EA | STATION, INDICATOR, STYLE C | IR97-0192 |  |  | FOXBORO | 210S2
SJG-I | 6680339816 |  | 01-01-50-17 | 1 | EA | TUBE, FLOW & LINING, FEED, ABB KENT TAYLOR, 47S1277111 | IR97-0190 |  |  | ABB KENT TAYLOR | 47S1277111
SJG-I | 3110070368 |  | 01-01-51-01 | 1 | ST | BEARING, JOURNAL, (4EA/ST), HLF/HIGH SPEED, WESTERN GEAR 6 | IR96-0496 |  |  | WESTERN GEAR CORP | 6
SJG-I | 6695395829 |  | 01-01-51-01 | 1 | AS | TRANSDUCER, LEEDS & NORTHRUP, 035322 | IR96-0537 |  |  | LEEDS & NORTHRUP | 035322
SJG-I | 6665000441 |  | 01-01-51-02 | 4 | EA | ALARM, W/ U BACK ENCLSR, MOORE, RBA/3W-400-/DX1X4/117AC/EZ | IR96-0535 |  |  | MOORE INDUSTRIES, IN | RBA/3W-400/DX1X4/117
SJG-I | 5999271389 |  | 01-01-51-02 | 1 | EA | BOARD, CIRCUIT, OBSOLETE/ PRINTED, ASSY/DETECTION, FISCHER & PORTER COMPANY, 686B236U01 | IR96-0523 |  |  | FISCHER & PORTER CO | 686B236U01
SJG-I | 5999277303 |  | 01-01-51-02 | 6 | EA | BOARD, CIRCUIT, OBSOLETE/ PRINTED, GATED OUTPUT LMP DRVR, DIAMOND POWER SPECIALTY C, 337573-1035 | IR96-0527 |  |  | DIAMOND POWER SPECIA | 337573-1035
SJG-I | 5999274425 |  | 01-01-51-02 | 2 | EA | BOARD, CIRCUIT, PRINTED, 35 PIN, FORNEY INTERNTNL 03292301 | IR07-0662 | IR96-0526 |  | FORNEY CORPORATION | ALSM-35A1
SJG-I | 5999285603 |  | 01-01-51-02 | 2 | EA | BOARD, CIRCUIT, PRINTED, HACH CHEMICAL COMPANY, IN, 40252-00 | IR96-0530 |  |  | HACH CHEMICAL CO | 40252-00
SJG-I | 5999281982 |  | 01-01-51-02 | 2 | EA | BOARD, CIRCUIT, PRINTED, TIMER, WESTINGHOUSE ELECTRIC COR, NL-359 L | IR96-0529 |  |  | WESTINGHOUSE | NL-359L
SJG-I | 5999279812 |  | 01-01-51-03 | 6 | EA | BOARD, CIRCUIT, PRINTED, TIMER, 35 PIN, FORNEY INTERNATIONAL, INC, C30467957, WU:FORNEY ASH HANDLING SYSTEM, UNITS 3 & 4 | IR96-0568 |  |  | FORNEY INTERNATIONAL | C-30467957
SJG-I | 5999282014 |  | 01-01-51-03 | 5 | EA | BOARD, CIRCUIT, PRINTED, TIMER, WESTINGHOUSE ELECTRIC COR, NL-360TR | IR96-0569 |  |  | WESTINGHOUSE | NL-360TR
SJG-I | 5999268096 |  | 01-01-51-03 | 12 | EA | MODULE, TD, BAILEY CONTROLS COMPANY, 6627090B2 | IR07-0613 |  |  | BAILEY CONTROLS COMP | 6627090B2
SJG-I | 5945247285 |  | 01-01-51-03 | 7 | EA | RELAY, PNEUMATIC, HIGH GAIN, VALTEK INC, 031351-999-000 | IR96-0559 |  |  | VALTEK INC | 031351-999-000
SJG-I | 5999272833 |  | 01-01-51-04 | 3 | EA | BOARD, CIRCUIT, PRINTED, DIAMOND POWER SPECIALTY C, 333088-1032 | IR96-0566 |  |  | DIAMOND POWER SPECIA | 333088-1032
SJG-I | 5999282048 |  | 01-01-51-04 | 5 | EA | BOARD, CIRCUIT, PRINTED, RLY CONT OUTPUT, WESTINGHOUSE ELECTRIC COR, NL-326LC | IR96-0570 |  |  | WESTINGHOUSE | NL-326LC
SJG-I | 5925232091 |  | 01-01-51-04 | 4 | EA | BREAKER, CIRCUIT, PLUG-IN TYPE, 600AC/250DCV, 30A, PLG-IN, SQUARE D, FH-26030-AB | IR96-0556 |  |  | SQUARE D. COMPANY | FH-26030-AB
SJG-I | 5330200931 |  | 01-01-51-05 | 2 | EA | SEAL, LABYRINTH, GEAR BOX | IR96-1215 |  |  | WESTERN GEAR CORP | 747
SJG-I | 4810120008 |  | 01-01-51-06 | 2 | EA | BASE, REGULATING VALVE, INGERSOLL-RAND CO, 1W6514P1 | IR01-0184 |  |  | INGERSOLL-RAND CO | 1W6514P1
SJG-I | 5910222859 |  | 01-01-51-06 | 2 | EA | CAPACITOR, 600 DC V, 2 UF, GENERAL ELEC, 44B216128001 | IR01-0186 |  |  | GENERAL ELECTRIC CO. | 44B216128001
SJG-I | 4810120081 |  | 01-01-51-06 | 3 | EA | DIAPHRAGM, VALVE, 4", CLA-VAL COMPANY, 86807 | IR01-0185 |  |  | CLA-VAL CO | 86807
SJG-I | 4810117921 |  | 01-01-51-06 | 1 | EA | LINER, VLV, DEZURIK CORPORATION, 50464-00050 | IR01-0182 |  |  | DEZURIK CORP | 50464-00050
SJG-I | 5930231369 |  | 01-01-51-06 | 1 | EA | SWITCH, DISCONNECT, NON-FUSIBLE, 600V, 200A, 3P, PREMIUM HD | IR01-0188 |  |  | GENERAL ELECTRIC | THMC34
SJG-I | 5930229553 |  | 01-01-51-06 | 2 | EA | SWITCH, TAP, 500 V | IR01-0187 |  |  | GENERAL ELECTRIC | M9349894P1
SJG-I | 5950247972 |  | 01-01-51-06 | 1 | EA | TRANSFORMER, 500 PRV, GENERAL ELECTRIC COMPANY, 44B317172-G01 | IR01-0190 |  |  | GENERAL ELECTRIC | 44B317172-G01
SJG-I | 4730132927 |  | 01-01-51-07 | 1 | KT | CAPSULE, REPAIR, YARWAY, 963560-01 | IR01-0150 |  |  | YARWAY | 963560-01
SJG-I | 4320082714 |  | 01-01-51-07 | 1 | EA | CHAMBER, DISPL, MILTON ROY COMPANY, 221-0222-101 | IR01-0149 |  |  | MILTON ROY COMPANY | 221-0222-101
SJG-I | 4810132649 |  | 01-01-51-07 | 2 | EA | FLANGE, END, VALVE, 1/2"ID, 300/600 LB, VALTEK INC, 007114-150 | IR01-0163 |  |  | VALTEK INC | 007114-150
SJG-I | 4810132631 |  | 01-01-51-07 | 2 | EA | FLANGE, END, VALVE, 1/2"ID, STNLESS STL, 150 LB, VALTEK INC, 007111-150 | IR01-0162 |  |  | VALTEK INC | 007111-150
SJG-I | 4810131310 |  | 01-01-51-07 | 2 | EA | PLUG, VALVE, 1", STELLITE/316SS, 150/600 LB | IR01-0161 |  |  | VALTEK INC | 002131-831-000
SJG-I | 4320079553 |  | 01-01-51-07 | 1 | EA | PUMP, LUBE OIL, VIKING PUMP DIVISION, GG495 | IR01-0156 |  | VIKING PUMP DIVI | PUMPS & SERVICE | GG495
SJG-I | 4320087952 |  | 01-01-51-07 | 1 | EA | SPACER, BEARING LINE, STEEL MATERIAL, ITEM 2 | IR01-0158 |  |  | PNM MACHINE SHOP | SJS-M60
SJG-I | 3110072455 |  | 01-01-51-08 | 20 | EA | BEARING, THRUST, ROER, 3.0000"ID, 6.3120"OD, 1.8125"W, THE TORRINGTON CO, BEARIN, 30 TPS-106 | IR96-0577 |  |  | TORRINGTON CO-BEARIN | 30TPS-106
SJG-I | 5962250212 |  | 01-01-51-10 | 5 | EA | BOARD, CIRCUIT, PRINTED, LOGIC, HATHAWAY BETA PROCESS INS, 304328-1B1C | IR96-0492 |  |  | HATHAWAY BETA PROCES | 304328-1B1C
SJG-I | 5920232187 |  | 01-01-51-10 | 3 | EA | FUSE, CURRENT LIMITING, CLE-2, 15K V, 100E A, 85K | IR96-0491 |  |  | WESTINGHOUSE | 439D482G05
SJG-I | 5010000668 |  | 01-01-51-10 | 2 | EA | INSERT, REPL/PREFLTR, C. M. KEMP MFG, 20722 | IR96-0489 |  |  | THE C.M. KEMP MFG. C | 20722
SJG-I | 2530000138 |  | 01-01-51-10 | 1 | EA | PUMP, STEERING | IR96-0563 |  |  | CLARK EQUIPMENT CO | 1519914
SJG-I | 4810135410 |  | 01-01-51-10 | 2 | KT | VALVE, REBUILD KIT, 4-WAY, CM KEMP MFG CO, 20-700 | IR96-0488 |  |  | CM KEMP MFG CO | 20-700
SJG-I | 4210000073 |  | 01-01-51-11 | 4 | EA | BONNET, VALVE, 5-1/4", CAST IRON, U.S. PIPE & FOUNDRY COMPA, H4 | IR97-0273 |  |  | U.S. PIPE & FOUNDRY | H4
SJG-I | 4810134959 |  | 01-01-51-11 | 1 | EA | BOOT, P" VALVE, 3", FISHER CONTROLS COMPANY, 3V7266X0012 | IR97-0299 |  |  | FISHER CONTROLS | 3V7266X0012
SJG-I | 4810136020 |  | 01-01-51-11 | 2 | EA | SLEEVE, REPLACEMENT, PURE GUM RUBBER | IR97-0300 |  |  | RED VALVE CO | BY DESCRP
SJG-I | 5950250596 |  | 01-01-51-11 | 1 | EA | TRANSFORMER, T1, POWER, FOXBORO, NO234CY | IR97-0323 |  |  | FOXBORO | NO234CY
SJG-I | 4730132919 |  | 01-01-51-12 | 1 | EA | NOZZLE, VALVE RELIEF | IR97-0548 |  |  | LONGERAN VALVE | 93000136
SJG-I | 4730127828 |  | 01-01-51-12 | 3 | EA | TEE, PIPE, 2.25 CHRM, .5", BUTTWLD, XX-HVY | IR97-0547 |  |  | ANY MFG | BY DESCRP
SJG-I | 4730125350 |  | 01-01-51-12 | 3 | EA | UNION, PIPE, 1", 1.25 CHRM, SCKTWLD, 9000#, ANY MFG, BY DSC | IR97-0543 |  |  | ANY MFG | BY DESCRP
SJG-I | 4730125368 |  | 01-01-51-12 | 3 | EA | UNION, PIPE, 1.5", 1.25 CHRM, SKTWLD, 9000#, ANY MFG, BY DESCRP | IR97-0544 |  |  | ANY MFG | BY DESCRP
SJG-I | 4730125327 |  | 01-01-51-12 | 3 | EA | UNION, PIPE, 1.5", 2.25 CHRM, SKTWLD, 9000#, ANY MFG, BY DESCRP | IR97-0541 |  |  | ANY MFG | BY DESCRP
SJG-I | 4730125335 |  | 01-01-51-12 | 3 | EA | UNION, PIPE, 2", 2.25 CHRM, SCKTWLD, 9000#, ANY MFG, BY DESCRP | IR97-0542 |  |  | ANY MFG | BY DESCRP
SJG-I | 4820119826 |  | 01-01-51-13 | 8 | EA | VALVE, SERVO, MOOG INC., 760A185A | IR99-0490 |  |  | MOOG INC. | 760A185A
SJG-I | 5962252937 |  | 01-01-51-14 | 1 | EA | AMPLIFIER, ANALOG, BAILEY CONTROLS COMPANY, 6613753J | IR01-0134 |  |  | BAILEY CONTROLS COMP | 6613753J
SJG-I | 3110061474 |  | 01-01-51-14 | 3 | EA | BUSHING, (OBS) BRG, INGERSOLL-RAND COMPANY,1R17685 | IR97-0448 |  |  | INGERSOLL-RAND CO | 1R17685
SJG-I | 5920229001 |  | 01-01-51-14 | 8 | EA | FUSE, ROSEMOUNT ANALYTICAL, 3842C75G01, SEE CAT ID 0100001216 | IR97-0469 | OBSOLETE TO SJG | NO RETURN TO SJG-S | ROSEMOUNT ANALYTICAL | 3842C75G01
SJG-I | 4320078928 |  | 01-01-51-14 | 1 | EA | IMPELLER, PUMP, 11"DIA, INCONEL 625, LAWRENCE PUMPS, INC., 63 | IR01-0140 |  |  | LAWRENCE PUMPS, INC | 63
SJG-I | 5330215202 |  | 01-01-51-14 | 1 | EA | SEAL, SHAFT, W/ O-RINGS, COMPLETE | IR97-0467 |  |  | FREEZING EQUIPMENT C | SEL47
SJG-I | 5330189878 |  | 01-01-51-14 | 3 | EA | SLEEVE, SHAFT, PUMP | IR97-0465 |  |  | BOULDS PUMPS | ITEM 609
SJG-I | 6685368208 |  | 01-01-51-14 | 1 | EA | STATION, SETPOINT TYPE TG11, SERIES 10D | IR01-0137 |  |  | BAILEY CONTROLS CO. | BY DESCRP
SJG-I | 4820123091 |  | 01-01-51-14 | 4 | EA | VALVE, INLET, COMPLETE, INGERSOLL-RAND, A48C1WSF | IR97-0462 |  |  | INGERSOLL-RAND | A48C1WSF
SJG-I | 5999269284 |  | 01-01-51-15 | 1 | EA | BOARD, CIRCUIT, PRINTED, MULTIPLIER/DIVIDER, ABB KENT-TAYLOR INC, 125S751 | IR97-0179 |  |  | ABB KENT TAYLOR | 125S751
SJG-I | 5365213148 |  | 01-01-51-15 | 2 | EA | BUSHING, (OBS) CRANK PIN, INGERSOLL-RAND COMPANY, 1R17687 | IR97-0173 |  |  | INGERSOLL RAND | 1R17687
SJG-I | 6630325477 |  | 01-01-51-15 | 1 | EA | CELL, CONDUCTIVITY, LEEDS & NORTHRUP, 4905-01-44-009-7 | IR97-0189 |  |  | LEEDS & NORTHRUP | 4905-01-44-009-7
SJG-I | 5950250448 |  | 01-01-51-15 | 2 | EA | COIL, ELECTRICAL, SHUNT TRIP, GEN ELEC, K6275081G29 | IR97-0176 |  |  | GENERAL ELECTRIC COM | K6275081G29
SJG-I | 6625002313 |  | 01-01-51-15 | 2 | EA | CRYSTAL, REPLACEMENT KIT, ELECTRICAL, NUSONICS BY DESCRP | IR97-0187 |  |  | NUSONICS, INC. | BY DESCRP
SJG-I | 4730103878 |  | 01-01-51-15 | 5 | EA | INSERT, REDUCING, 2.5"X1.25", PIPE, ALLOY 20, 3000#, SCKTWLD | IR97-0155 |  |  | ANY MFG | BY DESCRP
SJG-I | 4810136392 |  | 01-01-51-15 | 2 | ST | RING, PISTON, EUR-CONTROL, KIT/SET | IR97-0163 |  |  | BTG, INC | ITEM 19
SJG-I | 3950000087 |  | 01-01-51-15 | 1 | EA | SHOE, BRAKE, ASSY, HARNISCHFEGER CORPORATION, 915F70-1 | IR97-0142 |  |  | HARNISCHFEGER CORP. | 915F70-1
SJG-I | 5930236202 |  | 01-01-51-15 | 1 | EA | SWITCH, DISCONNECT, EXPLSN PRF/DBL END, CROUSE, AFUX033311M83 | IR97-0175 |  |  | CROUSE HINDS | AFUX033311M83
SJG-I | 5999281032 |  | 01-01-51-15 | 1 | EA | TRANSMITTER, SPARE PART KIT, BAILEY CONTROLS CO, 258009A1 | IR97-0180 |  |  | BAILEY CONTROLS COMP | 258009A1
SJG-I | 3010050403 |  | 01-01-51-16 | 3 | EA | ACTUATOR, VALVE, 120 PSI, W/BODY ASSY, FMC CORPORATION - DRIVE D, 3235948 | IR97-0132 |  |  | FMC CORP | 3235948
SJG-I | 5315159680 |  | 01-01-51-16 | 2 | EA | PIN, CROSSHEAD | IR97-0166 |  |  | INGERSOLL RAND | 1413946P2
SJG-I | 4310072972 |  | 01-01-51-16 | 4 | EA | PLATE, CLAMP, HASTALLOY "C" | IR97-0144 |  |  | BGA INTERNATIONAL | 62902
SJG-I | 4810126062 |  | 01-01-51-16 | 5 | EA | RING, SEAT, 416STAINLESS STEEL, VALVE, 3" | IR97-0159 |  |  | DEZURIK | 1156458
SJG-I | 5330187336 |  | 01-01-51-16 | 2 | EA | SEAL, MECHANICAL, 1 3/4"X2 5/8" | IR97-0167 |  |  | CRANE | CFSP402733
SJG-I | 3040055422 |  | 01-01-51-16 | 3 | EA | SHAFT, DRIVE, CARBON STEEL, DEZURIK 52707-00010 | IR97-0134 |  |  | DEZURIK | 52707-00010
SJG-I | 4320089099 |  | 01-01-51-16 | 2 | EA | SHAFT, DRIVE, PUMP, 316 STAINLESS STEEL | IR97-0149 |  |  | GOULDS PUMPS | 81292229
SJG-I | 5360201239 |  | 01-01-51-16 | 5 | ST | SPRING, ASSY, W/2 BTTNS, TELEDYNE FARRIS ENG, C-704T-CP | IR97-0170 |  |  | TELEDYNE FARRIS ENGI | C-704T-CP
SJG-I | 6685368430 |  | 01-01-51-16 | 2 | EA | THERMOCOUPLE, K, 32'L, DIAMOND POWER SPECIALTY C, 330861-5123, WU: THERMOPROBES, UNIT 2 | IR97-0120 |  |  | DIAMOND POWER | 3308615123
SJG-I | 6685369131 |  | 01-01-51-16 | 5 | EA | THERMOCOUPLE, WESTINGHOUSE ELECTRIC COR, 872C651019 | IR90-0203 |  |  | WESTINGHOUSE ELECTRI | 872C651019
SJG-I | 4810128811 |  | 01-01-51-16 | 1 | AS | VALVE, INNER, STEM, PIN, ASSEMBLY, TRIM, PLUG, 4", DEZURIK, BY DESCRP | IR97-0162 |  |  | DEZURIK | BY DESCRP
SJG-I | 4810117566 |  | 01-01-51-17 | 2 | EA | DISC, VALVE, COVERED/STEM, 14", 150 LB, 99, KEYSTONE VALVE DIV., 536-234-140-099-300 | IR01-0181 |  |  | KEYSTONE VALVE | 536-234-140-099-300
SJG-I | 5930231591 |  | 01-01-51-17 | 3 | EA | SWITCH, SWGEAR, 5 K V, GENERAL ELECTRIC CO., 16SB1B17X2 | IR01-0189 |  |  | GENERAL ELECTRIC COM | 16SB1B17X2
SJG-I | 4810119109 |  | 01-01-51-17 | 1 | EA | VALVE, SOLENOID, 2-WAY/NC, 1", SS, FNPT, 120V, 80-125PSI | IR01-0183 |  |  | ASCO | EF8210D89
SJG-I | 6630323258 |  | 01-01-51-18 | 1 | EA | CELL, CONDUCTIVITY, OBSOLETE, 0.020/CM, ROSEMOUNT ANALYTICAL, CEL-D002 | IR98-0044 |  |  | ROSEMOUNT | CEL-D002
SJG-I | 6630324686 |  | 01-01-51-18 | 2 | EA | CELL, CONDUCTIVITY, OBSOLETE, LEEDS & NORTHRUP, 4905-001-33-088-7 | IR98-0045 |  |  | LEEDS & NORTHRUP | 4905001330887
SJG-I | 6630324959 |  | 01-01-51-18 | 1 | EA | CELL, CONDUCTIVITY, OBSOLETE, ROSEMOUNT ANALYTICAL, CEL-PD002-KFX24-Z10 | IR98-0049 |  |  | ROSEMOUNT | CELPD0025FX24
SJG-I | 6630324843 |  | 01-01-51-18 | 2 | EA | CELL, SAMPLE, OBSOLETE, ASSEMBLY, HACH CHEMICAL COMPANY, IN, 18539-00 | IR98-0048 |  |  | HACH CHEMICAL CO | 18539-00
SJG-I | 6680344253 |  | 01-01-51-18 | 2 | EA | CONE, LOW, 3/16", CERM, SPROUT-BAUER, GC600004 M03 | IR98-0061 |  |  | SPROUT-BAUER | GC600004M03
SJG-I | 6670000121 |  | 01-01-51-18 | 1 | EA | COUNTER, ELECTRICAL, TEST L, HYER INDUSTRIES INC., 68644 | IR98-0053 |  |  | HYER INDUSTRIES INC. | 68644
SJG-I | 6680338875 |  | 01-01-51-18 | 1 | EA | COUNTER, MECHANICAL, LEFT HAND, STOCK EQUIP, FE2584 | IR98-0054 |  |  | VEEDER-ROOT, INC. | 745845015-VH07M
SJG-I | 6670000113 |  | 01-01-51-18 | 1 | EA | COUNTER, MECHANICAL, TOTALIZING, HYER INDUSTRIES INC., 71844 | IR98-0052 |  |  | HYER INDUSTRIES INC. | 71844
SJG-I | 6630325022 |  | 01-01-51-18 | 1 | EA | ELECTRODE, REFERENCE, STAINLESS STEEL | IR98-0050 |  |  | LEEDS & NORTHRUP | 7774-40-01-000
SJG-I | 6680340475 |  | 01-01-51-18 | 1 | EA | FLOAT, OBSOLETE, FLOWMETER, WALLACE & TIERNAN DIVISIO, NUYA 501 | IR98-0059 |  |  | WALLACE & TIERNAN | NUYA501
SJG-I | 6680340590 |  | 01-01-51-18 | 1 | EA | FLOAT, WALLACE & TIERNAN, NUXA304 | IR98-0060 |  |  | WALLACE & TIERNAN | NUXA304
SJG-I | 6630324793 |  | 01-01-51-18 | 2 | EA | RELAY, TIME DELAY, ASSY/AMINO ACID, HACH CHEMICAL COMPANY, I | IR98-0047 |  |  | HACH COMPANY | 18540-00
SJG-I | 6630324785 |  | 01-01-51-18 | 2 | EA | RELAY, TIME DELAY, ASSY/MOLYBDATE, HACH CHEMICAL COMPANY, IN | IR98-0046 |  |  | HACH COMPANY | 18541-00
SJG-I | 6680340202 |  | 01-01-51-18 | 1 | EA | STEM, FLOAT, .25"X184.5" | IR98-0057 |  |  | FISHER CONTROLS | 13A1778X222
SJG-I | 6680340285 |  | 01-01-51-18 | 1 | EA | TACHOMETER REPLACEMENT KIT, STOCK EQP CO 1Z4746 | IR98-0058 |  |  | STOCK EQUIPMENT COMP | 1Z4746
SJG-I | 6680345151 |  | 01-01-51-18 | 2 | EA | TRANSMITTER, TEMPERATURE, 100 OHM, 4-20MA, ABB KENT-TAYLOR, 1002TA14810 | IR98-0062 |  |  | ABB KENT-TAYLOR | 1002TA14810
SJG-I | 6680339899 |  | 01-01-51-18 | 1 | EA | TUBE, LINING, ABB KENT-TAYLOR INC, 47S1276-111 | IR98-0056 |  |  | ABB KENT-TAYLOR, INC | 47S1276-111
SJG-I | 5999281966 |  | 01-01-51-19 | 9 | EA | BOARD, CIRCUIT, OBSOLETE/ PRINTED, 4 INPUT/LOGIC ILS CNTRL, WESTINGHOUSE ELECTRIC COR, NL-343 L | IR98-0015 |  |  | WESTINGHOUSE | NL-343
SJG-I | 5999282097 |  | 01-01-51-19 | 3 | EA | BOARD, CIRCUIT, OBSOLETE/ PRINTED, PWRSUPPLY, 5.7 DC V, 12 A, WESTINGHOUSE ELECTRIC COR, NLPS-312 | IR98-0016 |  |  | WESTINGHOUSE | NLPS-312
SJG-I | 5999282279 |  | 01-01-51-19 | 2 | EA | BOARD, CIRCUIT, OBSOLETE/ PRINTED, VLV POSN DRVR, GENERAL ELECTRIC COMPANY, 1F1-F007 | IR98-0017 |  |  | GENERAL ELECTRIC | 1F1-F007
SJG-I | 5999282287 |  | 01-01-51-19 | 2 | EA | BOARD, CIRCUIT, OBSOLETE/ PRINTED, VLV POSN DRVR, GENERAL ELECTRIC COMPANY, 1F1-F008 | IR98-0018 |  |  | GENERAL ELECTRIC | 1F1-F008
SJG-I | 5999278970 |  | 01-01-51-19 | 6 | EA | BOARD, CIRCUIT, PRINTED, CNTRL "B", C&D BATTERY, MBC-1971 | IR98-0006 |  |  | C & D BATTERIES DIV. | MBC-1971
SJG-I | 5999280596 |  | 01-01-51-19 | 4 | EA | BOARD, CIRCUIT, PRINTED, CNTRL, C & D BATTERIES, MBC1970-1 | IR98-0010 |  |  | C & D BATTERIES DIV. | MBC1970-1
SJG-I | 5999286197 |  | 01-01-51-19 | 1 | EA | BOARD, CIRCUIT, PRINTED, CNTRL/INTERPH, C & D BATTERIES DIV. | IR00-0151 |  |  | C & D BATTERIES DIV. | MBC-1951
SJG-I | 6625002560 |  | 01-01-51-19 | 2 | EA | BOARD, CIRCUIT, PRINTED, CNTRL/SCR, C & D BATTERIES DIV., MB | IR00-0154 |  |  | C & D BATTERIES DIV. | MBC 2119
SJG-I | 5999286205 |  | 01-01-51-19 | 1 | EA | BOARD, CIRCUIT, PRINTED, CNTRL/TD, C & D BATTERIES DIV., MBC | IR00-0152 |  |  | C & D BATTERIES DIV. | MBC-02920
SJG-I | 6685361534 |  | 01-01-51-19 | 1 | EA | CONTROL, PROPORTIONAL/INTEGRAL, FOXBORO CO, CO140ZS | IR98-0064 |  |  | HATFIELD & COMPANY, | CO140ZS
SJG-I | 4810119448 |  | 01-01-52-01 | 1 | EA | PLATE, VALVE COMPRESSOR | IR96-1087 |  |  | DUNHAM-BUSH | PLT2002A
SJG-I | 4810120040 |  | 01-01-52-01 | 2 | EA | RING, UPPER, ADJUSTING | IR96-1092 |  |  | DRESSER INDUSTRIAL V | VDH804A
SJG-I | 5330186841 |  | 01-01-52-01 | 2 | EA | SEAL, MECHANICAL, PUMP | IR96-1188 |  |  | ALLIS CHALMERS CORP | 52110403803
SJG-I | 5999286643 |  | 01-01-52-02 | 1 | EA | BOARD, CIRCUIT, PRINTED, CNTRL, EATON CORP, D520BC12, WU:MULTIPLEXER REPLACEMENT SYST, U-1&2 | IR98-0120 |  |  | EATON CORP | D520BC12
SJG-I | 5999286650 |  | 01-01-52-02 | 1 | EA | BOARD, CIRCUIT, PRINTED, CNTRL, EATON CORP, D520BC33, WU:MULTIPLEXER REPLACEMENT SYST, U-1&2 | IR98-0121 |  |  | EATON CORP | D520BC33
SJG-I | 5999286635 |  | 01-01-52-02 | 1 | EA | BOARD, CIRCUIT, PRINTED, CNTRL, EATON CORP, D520BC8, WU:MULTIPLEXER REPLACEMENT SYST, U-1&2 | IR98-0119 |  |  | EATON CORP | D520BC8
SJG-I | 5330191270 |  | 01-01-52-02 | 1 | EA | RING, SEAL, 12"X10"X12" | IR96-1199 |  |  | CRANE CO | BY DESCRP
SJG-I | 5330180554 |  | 01-01-52-02 | 1 | EA | RING, SEAL, VALVE, 10" | IR96-1177 |  |  | CRANE LAPMASTER INTE | D16248
SJG-I | 4810114134 |  | 01-01-52-02 | 2 | EA | RING, SEAT, CHROME, VALVE, CHROME, STAINLESS STEEL, 20" | IR96-1053 |  |  | WM POWELL CO | BY DESCRP
SJG-I | 4810115206 |  | 01-01-52-02 | 1 | EA | RING, UPPER ADJUSTING, DRESSER INDUSTRIAL, WZ804A | IR96-1063 |  |  | DRESSER INDUSTRIAL V | WZ804A
SJG-I | 4730106525 |  | 01-01-52-03 | 4 | EA | UNION, PIPE, 3/4"X1/4", 316SS, SCKTWLD, MCJUNKIN, BY DESCRP | IR96-1022 |  |  | MCJUNKIN CORP | BY DESCRP
SJG-I | 5999275570 |  | 01-01-52-04 | 1 | EA | BOARD, CIRCUIT, PRINTED, WIRNG TERM, HONEYWELL, PX3650ISEA1 | 5999275570 |  |  | HONEYWELL, INC | PX3650ISEA1
SJG-I | 5999275703 |  | 01-01-52-04 | 1 | EA | BOARD, PRINTED CIRCUIT, WIRNG ENCODER, HONEYWELL, PX3650IKEA1 | IR97-0076 |  |  | HONEYWELL, INC | PX3650IKEA1
SJG-I | 5999275661 |  | 01-01-52-04 | 1 | EA | BOARD, PRINTED CIRCUIT, WIRNG/ T/C DETECT, HONEYWELL, PX1000A0TA5 | IR97-0074 |  |  | HONEYWELL, INC | PX1000A0TA5
SJG-I | 5925231135 |  | 01-01-52-04 | 1 | EA | BREAKER, CIRCUIT, EXIDE POWER SYSTEMS DIVIS, 122-102-012 | IR97-0068 |  |  | EXIDE POWER | 122102012
SJG-I | 5910224822 |  | 01-01-52-04 | 7 | EA | CAPACITOR, CONTROL, ROSEMOUNT ANALYTICAL, 299682 | IR97-0067 |  |  | ROSEMOUNT ANALYTICAL | 299682
SJG-I | 5945245735 |  | 01-01-52-04 | 1 | EA | RELAY, PNUMTIC, TIME-DLAY, 60/50 HZ, US FLTR, 18713517 | IR97-0069 |  |  | US FILTER/PERMUTITE | 187-13517
SJG-I | 5365210003 |  | 01-01-52-04 | 1 | EA | RING, UPPER ADJUSTING | IR97-0065 |  |  | DRESSER INDUSTRIES | VBW804
SJG-I | 5950249556 |  | 01-01-52-04 | 1 | EA | TRANSFORMER, RECTIFIER, 2 KVA, POWER, 60HZ | IR97-0070 |  |  | OLSON ELECTRIC | 610343
SJG-I | 6695394327 |  | 01-01-52-05 | 1 | AS | PRINTER ASSEMBLY, W/TANK/PRNTR, FOXBORO, E9506BY/E950 | IR98-0182 |  |  | FOXBORO/JORDAN CONTR | E9506BY/E9507GB
SJG-I | 5961002937 |  | 01-01-52-06 | 4 | EA | DIODE, REG, 500V, 1355 KW W, GEN ELEC, 44B318620102 | IR96-1438 |  |  | GENERAL ELECTRIC CO. | 44B318620102
SJG-I | 6685370469 |  | 01-01-52-07 | 1 | EA | AMPLIFIER, COMMUNICATION, RF, 40 DB, KAY-RAY/SENSALL INC., X | IR98-0078 |  |  | SENSALL INSTRUMENTS, | D2623
SJG-I | 9320000343 |  | 01-01-52-07 | 1 | EA | BELLOWS ASSEMBLY, FOXBORO U0101AB | IR98-0091 |  |  | FOXBORO | U0101AB
SJG-I | 9320000301 |  | 01-01-52-07 | 1 | EA | BELLOWS, ASSY, ROSEMOUNT ANALYTICAL, 474295-21 | 9320000301 |  |  | ROSEMOUNT ANALYTICAL | 474295-21
SJG-I | 6685370451 |  | 01-01-52-07 | 1 | EA | CONVERTER, VOLTAGE, ASSY, KAY-RAY/SENSALL INC., XH2587 | IR98-0077 |  |  | SENSALL INSTRUMENTS, | D2587
SJG-I | 6685370329 |  | 01-01-52-07 | 1 | EA | COUNTER, ELECTRICAL, EAGLE SIGNAL CONTROLS, SX301A6 | IR98-0069 |  |  | EAGLE SIGNAL CONTROL | SX301A6
SJG-I | 6685361955 |  | 01-01-52-07 | 2 | KT | DIAPHRAGM, CAPSULE, KIT, ABB KENT-TAYLOR, 42S1561ZJK | IR98-0065 |  |  | ABB KENT-TAYLOR | 42S1561ZJK
SJG-I | 6685363837 |  | 01-01-52-07 | 4 | KT | DIAPHRAGM, KIT, OBSOLETE/ CAPSULE, ABB KENT-TAYLOR INC, 42S1560ZJK | IR98-0066 |  |  | ABB KENT-TAYLOR | 42S1560ZJK
SJG-I | 6685370436 |  | 01-01-52-07 | 1 | EA | INTERCONNECT ASSEMBLY | IR98-0075 |  |  | KAY-RAY/SENSALL | XH2603-02
SJG-I | 6685370444 |  | 01-01-52-07 | 1 | EA | LINEARIZER ASSEMBLY | IR98-0076 |  |  | KAY-RAY/SENSALL | XA-4219
SJG-I | 6685370428 |  | 01-01-52-07 | 1 | EA | METER, 0-100 SCALE | IR98-0074 |  |  | KAY-RAY/SENSALL | XA2674
SJG-I | 6685370485 |  | 01-01-52-07 | 1 | EA | SENSOR, INLINE, 442S | IR98-0079 |  |  | KAY-RAY SENSALL | 442X1AM0A4A
SJG-I | 6685370493 |  | 01-01-52-07 | 1 | EA | SENSOR, INLINE, THREADED, W/25 FT PVC CABLE | IR98-0080 |  |  | KAY-RAY/SENSALL | 44251AZ084A
SJG-I | 6685370501 |  | 01-01-52-07 | 1 | EA | SENSOR, KAY-RAY/SENSALL INC., 493S1AC0A4A | IR98-0081 |  |  | SENSALL INSTRUMENTS, | C1885
SJG-I | 5999278475 |  | 01-01-52-08 | 1 | EA | BOARD, CIRCUIT, PRINTED, OSCILLATOR/BLCKING, ROSEMOUNT ANALYTICAL, 378755 | IR98-0099 |  |  | ROSEMOUNT | 378755
SJG-I | 5330188524 |  | 01-01-52-08 | 3 | EA | GLAND, PACKING, NON-ASB, UCC, 40660, | IR14-0242 | IR97-0628 |  | UNITED CONVEYOR CORP | 40660
SJG-I | 4810122822 |  | 01-01-52-08 | 1 | EA | STEM, VALVE CONTROL | IR98-0097 |  |  | MASONEILAN | 010168-736-163
SJG-I | 5999286718 |  | 01-01-52-08 | 2 | EA | TRANSDUCER, 0-300 DEG F, J-CUSTOM TYPE, EATON CORP, 3B37, WU:MULTIPLEXER REPLACEMENT SYST, U-1&2 | IR98-0124 |  |  | EATON CORP | 3B37
SJG-I | 5999286742 |  | 01-01-52-08 | 5 | EA | TRANSDUCER, 0-400 DEG F, J-CUSTOM TYPE, EATON CORP, 3B37, WU:MULTIPLEXER REPLACEMENT SYST, U-1&2 | IR98-0127 |  |  | EATON CORP | 3B37
SJG-I | 5999286726 |  | 01-01-52-08 | 2 | EA | TRANSDUCER, 0-500 DEG F, J-CUSTOM TYPE, EATON CORP, 3B37, WU:MULTIPLEXER REPLACEMENT SYST, U-1&2 | IR98-0125 |  |  | EATON CORP | 3B37
SJG-I | 5999286734 |  | 01-01-52-08 | 3 | EA | TRANSDUCER, 0-600 DEG F, J-CUSTOM TYPE, EATON CORP, 3B37, WU:MULTIPLEXER REPLACEMENT SYST, U-1&2 | IR98-0126 |  |  | EATON CORP | 3B37
SJG-I | 5999286700 |  | 01-01-52-08 | 2 | EA | TRANSDUCER, 200-500 DEG F, J-CUSTOM TYPE, EATON CORP, 3B37, WU:MULTIPLEXER REPLACEMENT SYST, U-1&2 | IR98-0123 |  |  | EATON CORP | 3B37
SJG-I | 3010048456 |  | 01-01-52-10 | 4 | EA | ACTUATOR, PNEUMATIC, DMPR, 125 PSI, RAYMOND CONTROL SYSTEMS, | IR98-0093 |  |  | RAYMOND CONTROL SYST | PA-50
SJG-I | 5999286510 |  | 01-01-52-10 | 1 | EA | BOARD, CIRCUIT, PRINTED, ASSY/MESSAGE, EATON CORP, D520BC3, WU:MULTIPLEXER REPLACEMENT SYST, U-1&2 | IR98-0110 |  |  | EATON CORP | D520BC3
SJG-I | 5999286478 |  | 01-01-52-10 | 1 | EA | BOARD, CIRCUIT, PRINTED, LINK CNTRL, EATON CORP, D520BC2, WU:MULTIPLEXER REPLACEMENT SYST, U-1&2 | IR98-0109 |  |  | EATON CORP | D520BC2
SJG-I | 5999286536 |  | 01-01-52-10 | 1 | EA | BOARD, CIRCUIT, PRINTED, LOGIC/COMMUNICATION, EATON CORP, D520BC25, WU:MULTIPLEXER REPLACEMENT SYST, U-1&2 | IR98-0112 |  |  | EATON CORP | D520BC25
SJG-I | 5999286528 |  | 01-01-52-10 | 1 | EA | BOARD, CIRCUIT, PRINTED, LOGIC/COMMUNICATION, EATON CORP, D520BC4, WU:MULTIPLEXER REPLACEMENT SYST, U-1&2 | IR98-0111 |  |  | EATON CORP | D520BC4
SJG-I | 5999286544 |  | 01-01-52-10 | 1 | EA | BOARD, CIRCUIT, PRINTED, LOGIC/COMMUNICATION, EATON CORP, D520BC7, WU:MULTIPLEXER REPLACEMENT SYST, U-1&2 | IR98-0113 |  |  | EATON CORP | D5820BC7
SJG-I | 5999286460 |  | 01-01-52-10 | 1 | EA | BOARD, CIRCUIT, PRINTED, RCVR CNTRL, EATON CORP, D520BC1, WU:MULTIPLEXER REPLACEMENT SYST, U-1&2 | IR98-0108 |  |  | EATON CORP | D520BC1
SJG-I | 5999286452 |  | 01-01-52-10 | 1 | EA | BOARD, CIRCUIT, PRINTED, READDRESSING, EATON CORP, D520BC26, WU:MULTIPLEXER REPLACEMENT SYST, U-1&2 | IR98-0107 |  |  | EATON CORP | D520BC26
SJG-I | 5999286585 |  | 01-01-52-10 | 1 | AS | CABLE, ASSEMBLY, COMO STATION A INTERFACE, EATON CORP, D520PDP11, WU: MULTIPLEXER REPLACEMENT SYST, U-1&2 | IR98-0115 |  |  | EATON CORP | D520PDP11
SJG-I | 5999286593 |  | 01-01-52-10 | 1 | AS | CABLE, ASSEMBLY, COMO STATION B INTERFACE, EATON CORP, D520PDP11, WU: MULTIPLEXER REPLACEMENT SYST, U-1&2 | IR98-0116 |  |  | EATON CORP | D520PDP11
SJG-I | 5999286577 |  | 01-01-52-10 | 1 | AS | CABLE, ASSEMBLY, COMPUTER INTERFACE, EATON CORP, D520PDP11, WU: MULTIPLEXER REPLACEMENT SYST, U-1&2 | IR98-0114 |  |  | EATON CORP | D520PDP11
SJG-I | 5999286627 |  | 01-01-52-10 | 1 | EA | CABLE, ASSEMBLY, MONITOR PANEL, EATON CORP, D520KC1, WU:MULTIPLEXER REPLACEMENT SYST, U-1&2 | IR98-0118 |  |  | EATON CORP | D520KC1
SJG-I | 6110295778 |  | 01-01-52-10 | 3 | EA | HEATER, OVERLOAD, C16.3B, GENERAL ELECTRIC CO., CR123C16.3B | IR98-0095 |  |  | GENERAL ELECTRIC COM | CR123C16.3B
SJG-I | 5310161467 |  | 01-01-52-10 | 2 | EA | NUT, IMPELLER, HASTALLOY C | IR98-0103 |  |  | LAWRENCE PUMPS | 37
SJG-I | 5999286619 |  | 01-01-52-10 | 1 | EA | RELAY, EATON CORPORATION, D520KA2 | IR98-0117 |  |  | CLOVIS EVENING LIONS | D520KA2
SJG-I | 5930234470 |  | 01-01-52-10 | 1 | EA | SWITCH, TEMPERATURE, 130-200 DEG F, ALLEN-BRADLEY CO., | IR98-0094 |  |  | ALLEN-BRADLEY CO. | 837-A5
SJG-I | 5999286429 |  | 01-01-52-10 | 1 | EA | SWITCH, TRANSFER | IR98-0105 |  |  | EATON CORP | D520CTS
SJG-I | 5999286692 |  | 01-01-52-10 | 2 | EA | TRANSDUCER, 100-300 DEG F, J-CUSTOM TYPE, EATON CORP, 3B37, WU:MULTIPLEXER REPLACEMENT SYST, U-1&2 | IR98-0122 |  |  | EATON CORP | 3B37
SJG-I | 4810113078 |  | 01-01-52-11 | 2 | EA | GUIDE, VALVE, SAFETY, 6", DRESSER INDUSTRIAL VALVE, 1609701 | IR96-1045 |  |  | DRESSER INDUSTRIAL V | 1609701
SJG-I | 4810119653 |  | 01-01-52-11 | 2 | EA | SLEEVE, BODY VALVE, 125#, FLANGED | IR97-0291 |  |  | ROBBINS & MYERS | U300350601
SJG-I | 3110070699 |  | 01-01-52-12 | 1 | ST | BEARING, BALL, DPLX/THRUST, 3.9370"ID, 7.0866"OD, 2.6772"W, ANGULAR CONT, LAWRENCE PUMPS, INC., 3 | IR98-0136 |  |  | SKF INDUSTRIES | 77220G
SJG-I | 3110066655 |  | 01-01-52-12 | 1 | EA | BEARING, BALL, SINGLE ROW, 5.5118"ID, 8.2677"OD, 1.2992"W, MRC BEARING CORP - MARLIN, 128KRDU 1/2 PR | IR98-0132 |  |  | SHARPLES-STOKES | 11AD59
SJG-I | 3110066093 |  | 01-01-52-12 | 2 | EA | BEARING, CONVEYOR, FRONT, SHARPLES-STOKES, 11BC033 | IR98-0131 |  |  | SHARPLES-STOKES | 11BC033
SJG-I | 3110066838 |  | 01-01-52-12 | 1 | EA | BEARING, ROLLER, CONE/CUP, 3.0000"ID, 6.7500"OD, 3.8750"W, TAP, PROQUIP INC., 1A86830, TIMKEN, 9380+9380+9321+9321 | IR98-0133 |  |  | TIMKEN CO | 9380+9380+9321+9321
SJG-I | 3110065178 |  | 01-01-52-12 | 2 | EA | BEARING, ROLLER, SPHERICAL, 3.1496"ID, 6.6929"OD, 2.2835"W, STRT, SNR CORPORATION, 22316VB33 | IR98-0130 |  |  | FAG BEARING CORP | 22316
SJG-I | 5999286437 |  | 01-01-52-12 | 1 | ST | BOARD, CIRCUIT, SET/PRINTED, (4/ST), INTERFACE/CMPTR, EATON CORP, D520AB50, WU:MULTIPLEXER REPLACEMENT SYST, U-1&2 | IR98-0106 |  |  | EATON CORP | D520AB50
SJG-I | 4320085816 |  | 01-01-52-12 | 1 | EA | IMPELLER, OBSOLETE/PUMP, 9-3/4"DIA, ALLOY 20, LAWRENCE PUMPS, INC., 64 | IR98-0143 |  |  | LAWRENCE PUMP | 64
SJG-I | 5330186882 |  | 01-01-52-12 | 2 | EA | SEAL, BEARING | IR98-0151 |  |  | SHARPLES-STOKES | 07BA207
SJG-I | 4320081138 |  | 01-01-52-12 | 1 | EA | SLEEVE, HUB | IR98-0140 |  |  | SHARPLES-STOKES | PD072260001
SJG-I | 4320075221 |  | 01-01-52-12 | 1 | EA | SLEEVE, SHAFT, 3.75", 316 STNLS STL (ABS PUMP CO, A6070SB) | IR98-0138 |  |  | LAWRENCE PUMP | A6070SB
SJG-I | 3110069220 |  | 01-01-52-12 | 1 | EA | SLINGER, MECHANICAL, BEARING, RADIAL, ALLOY 20 | IR98-0135 |  |  | LAWRENCE PUMP | 824
SJG-I | 4820125062 |  | 01-01-52-12 | 1 | EA | VALVE, PLUG, 3/4", CAST CS, SCKTWELD X THDED, 300 LB, S | IR98-0147 |  |  | SERCK AUDCO VALVES | MSW394CC
SJG-I | 5920227849 |  | 01-01-52-13 | 2 | EA | ARRESTER, SURGE, TRANSFORMER, 750 AC/175 DC V, G.E., 9L15ECB001, 2-POLE, W/ADAPTER. WU:GE MDL 9L14CAA001, PRECIP U-1&2 | IR98-0157 |  |  | GENERAL ELECTRIC COM | 9L15ECB001
SJG-I | 5999272460 |  | 01-01-52-13 | 1 | EA | BOARD, CIRCUIT, OBSOLETE/ PRINTED, SUMMER, 40 PIN, FOXBORO COMPANY, 2AX+SUM | IR98-0165 |  |  | FOXBORO CO | 2AX+SUM
SJG-I | 5365212462 |  | 01-01-52-13 | 2 | EA | BUSHING, BEARING, TEFLON, OBSOLETE, 1.145"ID, 1.825"OD, 3-3/8"L, PNM MACHINE SHOP, SJS-M470, LAWRENCE PUMP, 60831TG | IR98-0153 |  |  | LAWRENCE PUMP | 60831TG
SJG-I | 5365213163 |  | 01-01-52-13 | 2 | EA | BUSHING, OBSOLETE/ CSNG, TEFLON, ABS PUMP COMPANY, A-6083-TG | IR98-0156 |  |  | LAWRENCE PUMP | A-6083-TC
SJG-I | 5950248145 |  | 01-01-52-13 | 5 | EA | COIL, ELECTRICAL, RLY, 0, 110/120 V, 50/60 HZ, ABB POWER T&D | IR98-0164 |  |  | WESTINGHOUSE ELEC | BY DESCRP
SJG-I | 5930235311 |  | 01-01-52-13 | 3 | EA | HEAD, KIT/REPL, MERCOID CORP., PP200-1010 | IR98-0161 |  |  | MERCOID CORP | PP200-1010
SJG-I | 6625002404 |  | 01-01-52-13 | 1 | EA | METER, ELECTRICAL, AMP (FREEZING EQUIP SALES, BY DESC) | IR98-0177 |  |  | SIMPSON ELECTRIC | 3324
SJG-I | 6625000614 |  | 01-01-52-13 | 2 | EA | METER, ELECTRICAL, MILLIAMP, 0-800 MADC, MOVEMENT WINDOW, GE | IR98-0172 |  |  | GENERAL ELECTRIC COM | 50-254300KWKW
SJG-I | 6625002073 |  | 01-01-52-13 | 1 | EA | METER, ELECTRICAL, OHM, 0-10 | IR98-0174 |  |  | LEEDS & NORTHRUP | 070237
SJG-I | 6625001281 |  | 01-01-52-13 | 1 | EA | METER, ELECTRICAL, V, 0-60 KV/0-500 UA, GENERAL ELECTRIC, 50 | IR98-0173 |  |  | GENERAL ELECTRIC COM | 50-162111EMEM
SJG-I | 5999284523 |  | 01-01-52-13 | 1 | EA | MODULE, ASSEMBLY, SOUND VELOCITY | IR98-0166 |  |  | NUSONICS | 300971-001
SJG-I | 6105288903 |  | 01-01-52-13 | 1 | EA | MOTOR, ELECTRIC, DRIVE, CHART | IR98-0167 |  |  | FOXBORO CO | G90512BP
SJG-I | 5930231773 |  | 01-01-52-13 | 3 | EA | OPERATOR, SWITCH/TD, PUSHBTTN/MAINTAINED, 480 V, CUTLER-HAMM | IR14-0413 | IR98-0160 |  | CUTLER-HAMMER, INC | E30DK
SJG-I | 6130000141 |  | 01-01-52-13 | 1 | EA | POWERSUPPLY, LEEDS & NORTHRUP, 099089 | IR98-0171 |  |  | LEEDS & NORTHRUP | 99089
SJG-I | 6625002305 |  | 01-01-52-13 | 1 | EA | PROBE, SOUND VELOCITY, NUSONICS INC., 301077-002 | IR98-0175 |  |  | CONTROL DISTRIBUTORS | 301077-002
SJG-I | 6625002321 |  | 01-01-52-13 | 1 | EA | PROBE, TEMPERATURE, NUSONICS INC, C-20 | IR98-0176 |  |  | NUSONICS, INC. | C-20
SJG-I | 5365212876 |  | 01-01-52-13 | 1 | EA | RING, OIL | IR98-0154 |  |  | RELIANCE ELECTRIC | 401707/A
SJG-I | 5365212884 |  | 01-01-52-13 | 2 | EA | RING, OIL | IR98-0155 |  |  | RELIANCE ELECTRIC | 401707
SJG-I | 5930228852 |  | 01-01-52-13 | 1 | EA | SWITCH ASSEMBLY FOXBORO CO. E9502GP | IR98-0159 |  |  | FOXBORO | E9502GP
SJG-I | 6695392719 |  | 01-01-52-14 | 1 | EA | RECORDER, ELECTRIC, 3 PEN, INSTRUMENT, 1.5 SEC RESPONSE | IR98-0603 |  |  | TAYLOR INSTRUMENT | 1323JA14100
SJG-I | 5999276149 |  | 01-01-52-15 | 2 | EA | BOARD, CIRCUIT, PRINTED, ASSY/VFU LOGIC, DATA PRODUCTS CORP., 247335-001 | IR98-0192 |  |  | DATA PRODUCTS | 251407001
SJG-I | 5999276289 |  | 01-01-52-15 | 1 | EA | BOARD, CIRCUIT, PRINTED, DRVR, HONEYWELL, INC., PX4000PBCN1 | IR98-0193 |  |  | HONEYWELL | PX4000PBCN1
SJG-I | 5999275760 |  | 01-01-52-15 | 1 | EA | BOARD, CIRCUIT, PRINTED, WIRNG CONT FLTR, HONEYWELL, INC., PX3650ICDH1 | IR98-0191 |  |  | HONEYWELL, INC | PX3650ICDH1
SJG-I | 6630322730 |  | 01-01-52-15 | 1 | EA | CELL, CONDUCTIVITY, OBSOLETE, LEEDS & NORTHRUP, 4908-1-33-088-20 | IR98-0179 |  |  | LEEDS & NORTHRUP | 4908-1-33-088-20
SJG-I | 5330225953 |  | 01-01-52-15 | 4 | EA | GASKET, EUR-CONTROL, OBSOLETE, BONNET, NON-ASB, BTG, INC, ITEM 23 | IR95-0622 |  |  | BTG INC | ITEM 23
SJG-I | 5930228639 |  | 01-01-52-15 | 1 | EA | PANEL, CONTROL, TERM, HONEYWELL INC, 30679595502 | IR98-0190 |  |  | HONEYWELL, INC. | 30679595502
SJG-I | 6685362243 |  | 01-01-52-15 | 3 | EA | PROBE, TEMPERATURE, RESISTANCE THERMOMTR, 1/4"DIA, 18-1/2"L, | IR98-0181 |  |  | OMEGA ENGINEERING, I | PR11-2-500-1/4-18-1/
SJG-I | 4320087796 |  | 01-01-52-15 | 1 | EA | SPINDLE, BOWL, ALFA-LAVAL SEPARATION, IN, 531462-80 | IR98-0189 |  |  | ALFA-LAVAL SEPARATIO | 531462-80
SJG-I | 6680341051 |  | 01-01-52-15 | 1 | EA | TUBE, FLOW, WALLACE & TIERNAN, NPXA-292 | IR98-0180 |  |  | WALLACE & TIERNAN | NPXA-292
SJG-I | 4320087770 |  | 01-01-52-15 | 1 | EA | WHEEL, GEAR, ALFA-LAVAL SEPARATION, IN, 36220Y | IR98-0188 |  |  | ALFA-LAVAL SEPARATIO | 36220Y
SJG-I | 5365212736 |  | 01-01-52-16 | 3 | EA | BUSHING, VALVE, GE, 196B4868P0101, WU:GE TRBNS 170X763&764, | IR97-0219 |  |  | GENERAL ELECTRIC CO. | 196B4868P0101
SJG-I | 5365214294 |  | 01-01-52-16 | 2 | EA | RING, CASING, BRONZE, WEAR | IR97-0221 |  |  | BUFFALO FORGE | 9
SJG-I | 5365213577 |  | 01-01-52-16 | 1 | EA | RING, RETAINING | IR97-0220 |  |  | RELIANCE ELECTRIC | SA5127
SJG-I | 5307152172 |  | 01-01-52-16 | 3 | EA | STUD, DOWEL "A" | IR97-0115 |  |  | WESTINGHOUSE | 627C944058
SJG-I | 5307152198 |  | 01-01-52-16 | 3 | EA | STUD, DOWEL "A" | IR97-0116 |  |  | WESTINGHOUSE | 627C940019
SJG-I | 5307152164 |  | 01-01-52-16 | 3 | EA | STUD, SQUARE HEAD, TURBINE, 1.25"X6.75" | IR97-0114 |  |  | WESTINGHOUSE | 627C859054
SJG-I | 6685368620 |  | 01-01-52-16 | 2 | EA | THERMOCOUPLE, GENERAL ELECTRIC, U252E006G0150 | IR97-0227 |  |  | GENERAL ELECTRIC CO. | U252E006G0150
SJG-I | 6685368653 |  | 01-01-52-16 | 1 | EA | THERMOCOUPLE, GENERAL ELECTRIC, U252E014U0224 | IR97-0228 |  |  | GENERAL ELECTRIC CO. | U252E014U0224
SJG-I | 4810129348 |  | 01-01-52-16 | 2 | EA | VALVE, DIAPHRAGM W/AIR, 170 LB, GRINNEL, 24333212C88 | IR97-0212 |  |  | GRINNEL | 24333212C88
SJG-I | 5330193227 |  | 01-01-52-16 | 6 | EA | WASHER, CARBON, LAPMASTER INT'L A DIVISIO, D-2750-129-7250 | IR97-0119 |  |  | LAPMASTER INTERNATIO | D27501297250
SJG-I | 4320090956 |  | 01-01-52-19 | 1 | EA | CASING, PUMP, INTERSTAGE, WORTHINGTON PUMP CORP, 630295-00 | IR97-0208 |  |  | WORTHINGTON PUMPS CO | 630295-00
SJG-I | 4320090980 |  | 01-01-52-19 | 2 | EA | DRUM, BALANCE, WORTHINGTON PUMP CORP, 957358, WU:WORTH PUMP MDL WDR-16, 6-STAGE, FUEL OIL IGNITOR PUMPS, U-3&4 | IR97-0209 |  |  | WORTHINGTON | 957358
SJG-I | 5330227660 |  | 01-01-52-19 | 2 | ST | PACKING SET, PREFORMED, VALVE | IR97-0217 |  |  | EDWARD VALVE | 957212OR957213
SJG-I | 3040058640 |  | 01-01-52-19 | 1 | EA | SHAFT, DRIVE, WORTHINGTON PUMP CORP, 630333-06 | IR97-0205 |  |  | WORTHINGTON PUMPS CO | 630333-06
SJG-I | 5010002680 |  | 01-01-52-20 | 1 | EA | ELEMENT, FILTER, AIR, HANKISON CORPORATION, 0731-9-2 | IR96-0085 |  |  | HANKISON CORPORATION | 0731-9-2
SJG-I | 5010002698 |  | 01-01-52-20 | 3 | EA | FILTER, AIR/DRYER, 3"ID, 4-1/4"OD, C. M. KEMP MFG. CO., 150 | IR96-0086 |  |  | THE C.M. KEMP MFG. C | 150
SJG-I | 3030054898 |  | 01-01-52-22 | 2 | MS | BELT, DRIVE, V, 170.000", 1.000", 0.875"THK, DAYCO RUBB | IR98-0289 |  |  | GATES RUBBER CO | 8V1700
SJG-I | 4310072634 |  | 01-01-52-23 | 1 | EA | FILTER, AIR PILOT, INGERSOLL-RAND, IR 1W26702T | IR96-0057 |  |  | INGERSOLL-RAND | IR 1W26702T
SJG-I | 5975261123 |  | 01-02-07-22 | 1 | EA | BUSHING, ELECTRICAL, LOW VOLTAGE, ABB POWER T&D CO., 5382D48G12 | IR00-0389 |  |  | ABB POWER T & D COMP | 5382D48G12
SJG-I | 5970253307 |  | 01-02-07-22 | 1 | EA | INSULATOR, SW SUPT | IR00-0388 |  |  | LAPP INSULATORS | 38062
SJG-I | 5365214799 |  | 01-02-13-09 | 21 | EA | RING, SEGMENT | IR00-0308 |  |  | GENERAL ELECTRIC | U699C068B0455
SJG-I | 5330202788 |  | 01-02-27-04 | 1 | ST | PACKING, VLV, SEE 5330188235, YARWAY CORP., 965920-16 | IR10-0006 |  |  | WINN-MARION, INC. | 965920-16
SJG-I | 5310157580 |  | 01-02-27-04 | 13 | EA | WASHER, MALE, WESTINGHOUSE, 363B413009 | IR12-0005 |  |  | WESTINGHOUSE | 363B413009
SJG-I | 4310073764 |  | 01-02-32-23 | 2 | EA | FILLER, PIECE, ALLIS CHALMERS, 16140727001 | IR97-0054 |  |  | ALLIS CHALMERS | 16140727001
SJG-I | 5330198002 |  | 01-02-32-23 | 1 | EA | GASKET, SEAL, PRESSURE, NON-ASB, ROCKWELL MFG CO, 413741 | IR97-0062 |  |  | ROCKWELL MANUFACTURI | 413741
SJG-I | 5330216515 |  | 01-02-32-23 | 1 | EA | GLAND, INNER, PACKING, GLAND, NON-ASB, CHEMETICS INT, 201 | IR97-0063 |  |  | CHEMETICS INT | 201
SJG-I | 5330216523 |  | 01-02-32-23 | 1 | EA | GLAND, OUTER, PACKING, NON ASBESTOS, CHEMETICS INT, 204, WU: ACID CIRCULATION & DILUTION COOLERS, 06-16 05, 06-16-06, SERIAL 81-367 & 81-368, ACID PLANT | IR97-0064 |  |  | CHEMETICS INT | 204
SJG-I | 3650000015 |  | 01-02-32-23 | 1 | EA | SCREW | IR97-0052 |  |  | CHEMETICS INT | 920002N1911
SJG-I | 4320085485 |  | 01-02-32-23 | 1 | EA | SLEEVE, SHAFT, PUMP, 316 STNLS STL (PNM MACH, SJS-M393) | IR97-0057 |  |  | WORTHINGTON | 96024204
SJG-I | 4810124141 |  | 01-02-32-23 | 1 | EA | STEM & DISC ASSEMBLY, VALVE, TRIM, 1.5" | IR97-0040 |  |  | DRESSER INDUSTRIES | 7028711
SJG-I | 4210000552 |  | 01-02-32-23 | 1 | EA | STEM, VALVE, GATE, 8", BRONZE | IR97-0053 |  |  | KENNEDY VALVE MFG CO | 2099A
SJG-I | 4810123176 |  | 01-02-32-23 | 2 | ST | VALVE, REPAIR KIT, BUTTERFLY, 6 PACKING RINGS, 2 TAPER PINS, UNITED CONVEYOR CORP, 19410510 | IR97-0059 |  |  | UNITED CONVEYOR CORP | 19410510
SJG-I | 5310159768 |  | 01-02-33-04 | 1 | EA | NUT, WESTINGHOUSE ELECTRIC, 626C999005 | IR95-0614 |  |  | WESTINGHOUSE ELECTRI | 626C999005
SJG-I | 5310158554 |  | 01-02-33-04 | 2 | EA | WASHER, MALE, WESTINGHOUSE ELECTRIC COR, 401A674001 | IR95-0605 |  |  | WESTINGHOUSE ELECTRI | 401A674001
SJG-I | 5315158005 |  | 01-02-33-05 | 2 | EA | KEY, COUPLING, TAPER PIN | IR95-0550 |  |  | WESTINGHOUSE | 270A184003
SJG-I | 5315158583 |  | 01-02-33-05 | 1 | EA | PIN, RETAINING, WESTINGHOUSE ELECTRIC COR, 370B415001 | IR95-0552 |  |  | TURGENAUX | 370B415001
SJG-I | 5315159078 |  | 01-02-33-05 | 2 | EA | SCREW, SHIELD, 1-1/4"DIA, 2-1/2"L, WESTINGHOUSE ELECTRIC COR | IR95-0555 |  |  | WESTINGHOUSE ELECTRI | 869C521008
SJG-I | 5330198721 |  | 01-02-34-02 | 2 | EA | SEAL, RNG, WESTINGHOUSE ELECTRIC COR, 786D292010 | IR95-0564 |  |  | WESTINGHOUSE ELECTRI | 786D292010
SJG-I | 5365210631 |  | 01-02-35-01 | 4 | EA | BUSHING, VALVE, GOVERNING, WESTINGHOUSE 390A591001 | IR95-0524 |  |  | TURGENAUX | 390A591001
SJG-I | 5365210664 |  | 01-02-35-01 | 1 | EA | BUSHING, WESTINGHOUSE ELECTRIC COR, 503C381002 | IR95-0526 |  |  | TURGENAUX | 503C381002
SJG-I | 5365210680 |  | 01-02-35-01 | 1 | EA | BUSHING, WESTINGHOUSE ELECTRIC COR, 503C381009 | IR95-0527 |  |  | TURGENAUX | 503C381009
SJG-I | 5365210706 |  | 01-02-35-01 | 1 | EA | BUSHING, WESTINGHOUSE ELECTRIC COR, 503C381021 | IR90-0348 |  |  | TURGENAUX | 503C381021
SJG-I | 5365210912 |  | 01-02-35-01 | 43 | EA | BUTTON, STELLITE, WESTINGHOUSE ELEC, 787D258002 | IR95-0531 |  |  | WESTINGHOUSE ELEC | 787D258002
SJG-I | 5360200991 |  | 01-02-35-06 | 6 | ST | SPRING, (2EA=1SET) WESTNGHOUSE ELECTRIC, 389A971001 | IR90-0091 |  |  | WESTINGHOUSE ELEC | 389A971001
SJG-I | 5360201528 |  | 01-02-35-06 | 10 | EA | SPRING, RING/SEAL, WESTINGHOUSE, 465B450004 | IR95-0516 |  |  | WESTINGHOUSE ELEC | 465B450004
SJG-I | 5360200975 |  | 01-02-35-06 | 1 | EA | SPRING, WESTINGHOUSE, 389A468001 | IR95-0512 |  |  | WESTINGHOUSE ELEC | 389A468001
SJG-I | 3110062928 |  | 01-02-35-15 | 2 | EA | BEARING, BALL, 7"X8"X.5", KEENE CORP, KD070CP07D7 | IR97-0098 |  |  | KEENE CORP | KD070CP07D7
SJG-I | 3110062936 |  | 01-02-35-15 | 2 | EA | BEARING, BALL, 8"X9"X.5", KEENE CORP, KD080CP0 | IR97-0099 |  |  | KEENE CORP | KD080CP0
SJG-I | 3110062837 |  | 01-02-35-15 | 2 | ST | BEARING, ROLLER, CONE/CUP, 3.5000"ID, 7.5000"OD, 2.2500"W, TAP, TIMKEN CO, HH221410 + HH221434 | IR97-0097 |  |  | TIMKEN CO | HH221410/HH221434
SJG-I | 5962253331 |  | 01-02-35-15 | 1 | EA | BOARD, CIRCUIT, PRINTED, AMPL, LEEDS & NORTHRUP, 055867 | IR07-0494 | IR97-0034 |  | LEEDS & NORTHRUP | 030663
SJG-I | 6685369982 |  | 01-02-35-15 | 1 | EA | CABLE, ASSEMBLY, ANALOG INTERFACE, FISHER CONTROLS COMPANY, 35A7494X012 | IR97-0093 |  |  | FISHER CONTROLS | 35A7494X012
SJG-I | 6685370014 |  | 01-02-35-15 | 1 | EA | CABLE, ASSEMBLY, I/O TO CPU INTERFACE, FISHER CONTROLS COMPANY, 33A3097X012 | IR97-0094 |  |  | FISHER CONTROLS | 33A3097Z012
SJG-I | 6115001163 |  | 01-02-35-15 | 1 | EA | REGULATOR, PRESSURE, HYDROGEN MANIFOLD, GEN ELEC, 19A8019P0001 | IR97-0089 |  |  | GENERAL ELECTRIC COM | 199A8019P0001
SJG-I | 5330196980 |  | 01-02-35-15 | 4 | EA | SEAL, SHAFT, INNER | IR97-0100 |  |  | ANDCO POWER | A4050032
SJG-I | 5365216992 |  | 01-02-35-15 | 2 | EA | SPACER, SEAT, RING | IR97-0066 |  |  | CONTROL COMPONENT | 12040152
SJG-I | 5307151083 |  | 01-02-35-15 | 1 | EA | STUD, DOWEL, 7/8"X9", PNM MACHINE SHOP, SJS-M538 | IR97-0023 |  |  | PNM MACHINE SHOP | SJS-M538
SJG-I | 5307151562 |  | 01-02-35-15 | 1 | EA | STUD, TURBINE, HOLE 97, WESTINGHOUSE ELEC, 795D333044 | IR97-0024 |  |  | WESTINGHOUSE ELECTRI | 795D333044
SJG-I | 5307151802 |  | 01-02-35-15 | 1 | EA | STUD, TURBINE, HOLE 98, WESTINGHOUSE ELEC, 795D547045 | IR97-0025 |  |  | WESTINGHOUSE ELECTRI | 795D547045
SJG-I | 5950251552 |  | 01-02-35-15 | 1 | EA | TRANSFRMR, INSTRMNT, 115 PRV, 60 HZ, GEN ELEC, U463T100R0601 | IR97-0004 |  |  | GENERAL ELECTRIC COM | U463T100R0601
SJG-I | 6680345227 |  | 01-02-35-15 | 2 | EA | TUBE, BLANK, W/ O-RING, FISCHER & PORTER, 448C413U01 | IR97-0090 |  |  | FISCHER & PORTER | 448C413U01
SJG-I | 5310158547 |  | 01-02-35-15 | 1 | EA | WASHER, FEMALE, WESTINGHOUSE ELECTRIC COR, 401A673001 | IR97-0026 |  |  | WESTINGHOUSE ELECTRI | 401A673001
SJG-I | 3020053165 |  | 01-02-35-16 | 1 | EA | GEAR, WORM, SECONDARY, WESTINGHOUSE ELECTRIC COR, 46-30077-30 | IR97-0008 |  |  | WESTINGHOUSE | 463007730
SJG-I | 3020053207 |  | 01-02-35-16 | 1 | EA | GEAR, WORM, SECONDARY, WESTINGHOUSE ELECTRIC COR, 46-30089-30 | IR97-0009 |  |  | WESTINGHOUSE | 463008930
SJG-I | 3020053215 |  | 01-02-35-16 | 1 | EA | GEAR, WORM, WESTINGHOUSE ELECTRIC COR, 46-30603-60 | IR97-0010 |  |  | WESTINGHOUSE | 463060360
SJG-I | 3020053249 |  | 01-02-35-16 | 1 | EA | GEAR, WORM, WESTINGHOUSE ELECTRIC COR, 46-30604-60 | IR97-0011 |  |  | WESTINGHOUSE | 463060460
SJG-I | 4810122228 |  | 01-02-35-16 | 1 | EA | PLUG, VALVE, 2", MASONEILAN DIVISION, 13434-18-220 | IR97-0019 |  |  | MASONEILAN DIVISION | 13434-18-220
SJG-I | 2825000058 |  | 01-02-35-16 | 2 | EA | SEAT, SPRING, WESTINGHOUSE ELECTRIC COR, 457D03004 | IR97-0005 |  |  | WESTINGHOUSE ELECTRI | 457D03004
SJG-I | 3040056735 |  | 01-02-35-16 | 1 | EA | SHAFT, DRIVE, OUTPUT, SCNDRY, WESTINGHOUSE ELEC, 49-31435 | IR97-0015 |  |  | WESTINGHOUSE ELECTRI | 49-31435
SJG-I | 3040056651 |  | 01-02-35-16 | 1 | EA | SHAFT, DRIVE, OUTPUT, SCNDRY, WESTINGHOUSE ELEC, 49-31436 | IR97-0012 |  |  | WESTINGHOUSE ELECTRI | 49-31436
SJG-I | 3040056669 |  | 01-02-35-16 | 2 | EA | SHAFT, DRV, OUTPUT, PRIME, WESTINGHOUSE ELEC, 49-3142-9 | IR97-0013 |  |  | WESTINGHOUSE ELECTRI | 49-3142-9
SJG-I | 4810123077 |  | 01-02-35-16 | 4 | EA | VALVE, CHECK, WESTINGHOUSE ELECTRIC CORP, 822A803001 | IR97-0022 |  |  | WESTINGHOUSE ELECTRI | 822A803001
SJG-I | 4810123036 |  | 01-02-35-16 | 1 | EA | VALVE, WESTINGHOUSE ELECTRIC COR, 4476D46018 | IR97-0020 |  |  | WESTINGHOUSE ELECTRI | 4476D46018
SJG-I | 3040056818 |  | 01-02-35-16 | 1 | EA | WORM, SECONDARY, MOTOR/GEAR, WESTINGHOUSE, 483110-030 | IR97-0018 |  |  | WESTINGHOUSE | 483110-030
SJG-I | 3040056784 |  | 01-02-35-16 | 1 | EA | WORM, SECONDARY, MOTOR/GEAR, WESTINGHOUSE, 483110-130 | IR97-0017 |  |  | WESTINGHOUSE | 483110-130
SJG-I | 3040056743 |  | 01-02-35-16 | 1 | EA | WORMSHAFT, WESTINGHOUSE ELECTRIC COR, 48-30531-60 | IR97-0016 |  |  | WESTINGHOUSE | 483053160
SJG-I | 3040056677 |  | 01-02-35-16 | 1 | EA | WORMSHAFT, WESTINGHOUSE ELECTRIC COR, 48-30532-60 | IR97-0014 |  |  | WESTINGHOUSE | 483053260
SJG-I | 5365214245 |  | 01-02-36-02 | 3 | EA | RING, SPACER, WEARNG BAND, WESTINGHOUSE ELECTRIC COR, 01H119 | IR95-0534 |  |  | WESTINGHOUSE ELECTRI | 01H1190001
SJG-I | 4810137697 |  | 01-02-36-10 | 1 | KT | LINER, KIT/VLV, 10" VLV | IR03-0060 |  |  | AMRI INC. | 42,088,022
SJG-I | 4810137705 |  | 01-02-36-10 | 1 | KT | LINER, KIT/VLV, 12" VLV | IR03-0058 |  |  | AMRI INC. | 42,088,023
SJG-I | 4810137762 |  | 01-02-36-10 | 1 | KT | LINER, KIT/VLV, 6" VLV | IR03-0056 |  |  | AMRI INC. | 42,088,020
SJG-I | 4810137770 |  | 01-02-36-10 | 2 | KT | LINER, KIT/VLV, 8" VLV | IR03-0057 |  |  | AMRI INC. | 42,088,021
SJG-I | 4810137820 |  | 01-02-36-10 | 1 | KT | SHAFT, KIT REBUILD | IR03-0046 |  |  | AMRI INC. | 42,087,983
SJG-I | 4810137846 |  | 01-02-36-10 | 4 | KT | SHAFT, KIT REBUILD 4" FIG.H2 | IR03-0047 |  |  | AMRI INC. | 42,087,984
SJG-I | 4810137853 |  | 01-02-36-10 | 1 | KT | SHAFT, KIT REBUILD 6" FIG. H4 | IR03-0048 |  |  | AMRI INC. | 42,087,986
SJG-I | 3455000129 |  | 01-02-36-11 | 1 | BX | BLADE, CUTTING, SAW/BAND, 1/2"W, 4'5-3/4"L, 0.050 THK, CS, 1 | IR06-0181 |  |  | BLACK & DECKER (U.S) | 31201
SJG-I | 3455000178 |  | 01-02-36-11 | 6 | BX | BLADE, CUTTING, SAW/BAND, CARBON STEEL, 24 TEETH PER INCH, ROCKWELL MANUFACTURING CO, 45269 | IR06-0180 |  |  | ROCKWELL MFG | 45269
SJG-I | 4810137713 |  | 01-02-37-07 | 1 | KT | LINER, KIT/VLV, 16" VLV | IR03-0059 |  |  | AMRI INC. | 42,088,025
SJG-I | 5330228296 |  | 01-02-37-07 | 3 | KT | O-RING, KIT | IR03-0044 |  |  | AMRI INC. | 101B
SJG-I | 5999270027 |  | 01-02-37-08 | 1 | EA | MODULE, EXCITATION LIMTR | IR03-0031 |  |  | WESTINGHOUSE | 588C637G01
SJG-I | 5999273401 |  | 01-02-37-08 | 1 | EA | MODULE, INPUT | IR03-0025 |  |  | WESTINGHOUSE | 588C436G01
SJG-I | 5999268641 |  | 01-02-37-08 | 1 | EA | MODULE, TD/PICKUP | IR03-0029 |  |  | WESTINGHOUSE | 588C629G04
SJG-I | 5999272346 |  | 01-02-37-08 | 1 | EA | MODULE, TIMING | IR03-0030 |  |  | WESTINGHOUSE | 588C629G06
SJG-I | 5999274490 |  | 01-02-37-08 | 1 | EA | MODULE, VAGE DETEC | IR03-0028 |  |  | WESTINGHOUSE | 588C628G01
SJG-I | 5999269771 |  | 01-02-37-08 | 1 | EA | MODULE, VAGE REG | IR03-0024 |  |  | WESTINGHOUSE | 588C435G01
SJG-I | 6110294607 |  | 01-02-37-08 | 1 | EA | REGULATOR, VOLTAGE, SHIFTER | IR03-0027 |  |  | WESTINGHOUSE | 588C625G03
SJG-I | 5950247733 |  | 01-02-37-08 | 1 | EA | TRANSFORMER, IGN, WESTINGHOUSE, 588C621G03 | IR03-0026 |  |  | WESTINGHOUSE | 588C621G03
SJG-I | 5950248327 |  | 01-02-37-08 | 1 | EA | TRANSFORMER, PULSE, WESTINGHOUSE ELECTRIC COR, 588C326G01, | IR03-0022 |  |  | WESTINGHOUSE ELEC | 588C326G01
SJG-I | 6695395019 |  | 01-02-38-05 | 1 | EA | BOARD, CIRCUIT, PRINTED, AMPL, ANARAD, INC., 780015 | IR03-0020 |  |  | ANARAD, INC. | 780015
SJG-I | 5961006375 |  | 01-02-38-05 | 1 | EA | CELL, SAMPLE, CLEANABLE, 36"L, PYREX GL, ANARAD, INC., 81030 | IR03-0017 |  |  | ANARAD, INC. | 810305
SJG-I | 6625002438 |  | 01-02-38-05 | 3 | EA | MIRROR, ADJING/ONE-PIECE, ANARAD, INC., 800360 | IR03-0018 |  |  | ANARAD, INC. | 800360
SJG-I | 6695394988 |  | 01-02-38-05 | 2 | EA | MODULATOR, ASSY/ANLYZR, 0-1000 PPM, (IR03-0021) | 6695394988 |  |  | ANARAD, INC. | 800305
SJG-I | 6105290727 |  | 01-02-38-05 | 3 | EA | MOTOR, ELECTRIC, CHIPPER/CALIBRATOR | IR03-0016 |  |  | ANARAD, INC. | 251024
SJG-I | 6695395027 |  | 01-02-38-05 | 1 | AS | RECEIVER, ASSY, SUPPLY MOTOR CONNECTOR | IR03-0019 |  |  | ANARAD, INC. | 790425
SJG-I | 6695395001 |  | 01-02-38-05 | 4 | EA | SOURCE, ASSY/LOW VOLTAGE | IR03-0014 |  |  | ANARAD INC. | 780383
SJG-I | 5999270795 |  | 01-02-39-01 | 4 | EA | BOARD, CIRCUIT, OBSOLETE/PRINTED, GENERAL ELECTRIC COMPANY, 115D2479G007, OBSOLETE TO SJGS | IR99-0323 |  |  | GENERAL ELECTRIC | 115D2479G007
SJG-I | 5999272445 |  | 01-02-39-01 | 1 | EA | BOARD, CIRCUIT, PRINTED, XDCR, GENERAL ELECTRIC COMPANY, 44B371549G01 | IR99-0322 |  |  | GENERAL ELECTRIC CO. | 44B371549G01
SJG-I | 5999279754 |  | 01-02-39-07 | 5 | EA | BOARD, CIRCUIT, PRINTED, FLIP-FLOP, 35 PIN, FORNEY C-301091-01 | IR04-0073 |  |  | FORNEY INTERNATIONAL | C-301091-01
SJG-I | 5999269243 |  | 01-02-39-07 | 1 | EA | BOARD, CIRCUIT, PRINTED, LEEDS & NORTHRUP, 445090 | IR04-0071 |  |  | LEEDS & NORTHRUP | 445090
SJG-I | 6630325030 |  | 01-02-39-07 | 11 | KT | ELECTRODE, MEASURING, PH/KIT, FOXBORO ANALYTICAL, 0022504 | IR04-0075 |  |  | FOXBORO ANALYTICAL | 22504
SJG-I | 3010050569 |  | 01-02-39-07 | 7 | EA | MANIFOLD, BAILEY CNTL CO. 5323775-J2, WU: PNEUM PSTNR MDL AP | IR04-0063 |  |  | BAILEY CONTROLS COMP | 5326775-J2
SJG-I | 3040057899 |  | 01-02-39-07 | 2 | EA | SHAFT, DRIVE, GEAR, JORDAN CONTROLS INC., 68B-019352001 | IR04-0065 |  |  | JORDAN CONTROLS, INC | 68B-019352001
SJG-I | 6685365782 |  | 01-02-39-07 | 2 | EA | TRANSMITTER, FOXBORO CO B0134SV, WU:TRANS F13DM, WW, U-3&4 | IR04-0076 |  |  | FOXBORO COMPANY | B0134SV
SJG-I | 4810123960 |  | 01-02-39-09 | 1 | EA | BODY, VALVE, 1", ITT GRINNELL, 940 | IR01-1132 |  |  | ITT GRINNELL | 940
SJG-I | 4810134025 |  | 01-02-39-09 | 2 | EA | INSERT, SEAT, VALTEK INC, 044874-925-000 | 4810134025 |  |  | FLOWSERVE FCD CORPOR | BY DESCRP
SJG-I | 4810133951 |  | 01-02-39-09 | 1 | EA | INSERT, SOFT SEAT, VALTEK INC, 044929-925-000 | IR05-0324 | IR01-0324 |  | FLOWSERVE FCD CORP | BY DESCRP
SJG-I | 4810131955 |  | 01-02-39-09 | 2 | EA | LINER, GUIDE, GRAFOIL, 2-1/2"STEM, VALTEK INC, 009458-842-00 | 4810131955 |  | FLOWSERVE FCD CORPOR | VALTEK INC | 009458-842-00
SJG-I | 4810131989 |  | 01-02-39-09 | 2 | EA | LINER, GUIDE, TEFLON, 2"STEM, VALTEK INC, 006340-927-000 | 4810131989 |  | FLOWSERVE FCD CORPOR | VALTEK INC | 006340-927-000
SJG-I | 4810130387 |  | 01-02-39-09 | 1 | EA | RING, SPACER, ROCKWELL MFG, 415676 | 4810130387 |  | PNM MACHINE SHOP | SJS-M476 | ROCKWELL/415676
SJG-I | 4810133860 |  | 01-02-39-09 | 1 | EA | RODEND, 3", VALTEK INC, 028893-239-000 | 4810133860 |  |  | FLOWSERVE FCD CORPOR | BY DESCRP
SJG-I | 4810135238 |  | 01-02-39-09 | 2 | EA | SEAT, VALVE, 4" | IR01-1140 |  |  | JAMESBURY | 002-0781-49
SJG-I | 4810130338 |  | 01-02-39-09 | 1 | EA | SEAT, VALVE, RNG, 1", FISHER CONTROLS COMPANY, 1U28524617 | 4810130338 |  |  | FISHER CONTROLS COMP | 1U28524617
SJG-I | 4820119347 |  | 01-02-39-09 | 1 | EA | VALVE, CONTROL, EXP, CHEMATRON, 1-061-0407 | IR01-1142 |  |  | CHEMATRON | 1-061-0407
SJG-I | 5999276644 |  | 01-02-39-17 | 3 | EA | BOARD, CIRCUIT, PRINTED, AMPL/TRACKING, WESTINGHOUSE ELECTRIC COR, 0398883001 | IR90-0278 |  |  | WESTINGHOUSE | 0398883001
SJG-I | 5999278418 |  | 01-02-39-17 | 1 | EA | BOARD, PRINTED CIRCUIT, ROSEMOUNT ANALYTICAL, 3999125 | IR90-0272 |  |  | ROSEMOUNT ANALYTICAL | 3999125
SJG-I | 5305154774 |  | 01-02-39-18 | 23 | EA | BOLT, CAM, UCC, 46099, WU: U3&4 UCC FLY ASH & BOTT ASH SYS | 5305154774 |  |  | HELMICK CORPORATION | SK-9857
SJG-I | 5330215756 |  | 01-02-39-18 | 1 | EA | GLAND, PACKING, POWER & INDUSTRIAL SERVIC, 4060091 | 5330215756 |  |  | POWER & INDUSTRIAL S | 4060091
SJG-I | 5310161954 |  | 01-02-39-18 | 3 | EA | NUT, GATE, B&W, 8005238 | 5310161954 |  |  | BABCOCK & WILCOX | 8005238
SJG-I | 5310159701 |  | 01-02-39-18 | 42 | EA | NUT, LOCK, 3/4", NYLOCK, 10 TPI, UCC, 46281-25 | 5310159701 |  |  | UCC | 46281-25
SJG-I | 3990000360 |  | 01-02-39-18 | 4 | EA | PLATE, WEAR, RIGHT HALF, HIGH CHROME, UCC, 21653 | 3990000360 |  |  | HELMICK CORPORATION | HCT-8188
SJG-I | 3990000477 |  | 01-02-39-18 | 2 | EA | RETAINER, GATE, B&W, 8005244 | 3990000477 |  |  | BABCOCK & WILCOX | 8005244
SJG-I | 5305154782 |  | 01-02-39-18 | 8 | EA | SCREW, CAP, HEX, 3/4"DIA, 10 TPI, 2"L, 304 SS, UCC, 46101 | 5305154782 |  |  | HELMICK CORPORATION | HH12-600-A449
SJG-I | 5305152661 |  | 01-02-39-18 | 23 | EA | SCREW, CAP, SCKT/RND, 3/4"DIA, 10 TPI, 1-1/2"L, 316 SS, ANY MFG, BY DESCRP | 5305152661 |  |  | ANY MFG | BY DESCRP
SJG-I | 5305145186 |  | 01-02-39-18 | 13 | EA | SCREW, CAP, SCKT/RND, 7/8"DIA, 9 TPI, 4"L, SS, UCC, 46091-40 | 5305145186 |  |  | BOLTS & NUTS | BY DESCRP
SJG-I | 5305154808 |  | 01-02-39-18 | 20 | EA | SCREW, CAP, UCC, 46339-250 | 5305154808 |  |  | HELMICK CORPORATION | HH10-250SS
SJG-I | 5330215798 |  | 01-02-39-18 | 41 | EA | SEAL, UCC, 40655-10 | 5330215798 |  |  | UNITED CONVEYOR CORP | 40655-10
SJG-I | 5330215806 |  | 01-02-39-18 | 209 | EA | SEAL, UCC, 40655-11 | 5330215806 |  |  | UNITED CONVEYOR CORP | 40655-11
SJG-I | 5310153514 |  | 01-02-39-18 | 118 | EA | WASHER, FLAT, 3/4", 316 SS, UCC, 46255-15 | 5310153514 |  |  | UCC | 46255-15
SJG-I | 0100004162 |  | 01-02-39-19 | 6 | EA | ELEMENT, FILTER, 12"W, 24"L, 4"THK, MINI PLEAT | 0100004162 |  |  | GRAINGER | 6B597
SJG-I | 0100001000 |  | 01-02-39-22 | 2 | EA | DECTECTOR, ELEC & HOUSING FOR PRECIP HOPPER LEVEL ALARM & TR | 0100001000 |  |  | KAY RAY | PNF1BSXP
SJG-I | 5945248986 |  | 01-02-39-22 | 4 | EA | RELAY, OVERLOAD, INSTANTANEOUS OVERCURRENT, 0.025-32 A, 50/6 | 5945248986 |  |  | BASLER ELECTRIC | BE1-50-F2EA1PAONOF
SJG-I | 4730136258 |  | 01-02-39-23 | 3 | EA | NOZZLE, AIR, SPRAY,TYPE B, UNITS 3&4, TOP&BOT., 4", 272 GPM/ | 4730136258 |  |  | BETE FOG NOZZLE, INC | TH-24792/2
SJG-I | 0100006918 |  | 01-02-39-24 | 1 | EA | PUMP, GREASE, DIAMOND POWER, 226438, TAG #S13, WU: FOR 2FTX2FT CLINKER GRINDER; U-1&4 BOTTOM ASH, BOTTOM ASH DRAG CHAIN CONVEYOR | 0100006918 | TAG #S16 | DIAMOND POWER INTERN | THE BABCOCK & WILCOX | 226438
SJG-I | 3110072851 |  | 01-02-40-07 | 3 | EA | BEARING, FISHER CONTROLS, 28A4407X012, WU:ABSORBER CELLS A THRU H, LOWER DEMISTER SPRAY VALVES (5 VALVES/CELL), 01 AREA, UNTIS 1 & 2 | IR97-0234 |  |  | FISHER CONTROLS | 28A4407X012
SJG-I | 5999286833 |  | 01-02-40-07 | 1 | EA | BOARD, CIRCUIT, PRINTED, SERVO, MOORE PRODUCTS COMPANY, 15241-61 | IR97-0238 |  |  | MOORE PRODUCTS | 1524161
SJG-I | 6630325410 |  | 01-02-40-07 | 2 | EA | CELL, CONDUCTIVITY, OBSOLETE, LEEDS & NORTHRUP, 4905-001-33-168-7, (IR97-0239) | IR97-0239 |  |  | LEEDS & NORTHRUP | 4905001331687
SJG-I | 4140001811 |  | 01-02-40-07 | 1 | EA | DISC, OIL, 6", AMERICAN DAVIDSON, 895A186G32 | IR97-0235 |  |  | WESTINGHOUSE | 895A186G32
SJG-I | 4140001829 |  | 01-02-40-07 | 1 | EA | DISC, OIL, 7", AMERICAN DAVIDSON, 895A186G33 | IR97-0236 |  |  | WESTINGHOUSE | 895A186G33
SJG-I | 5999287260 |  | 01-02-40-07 | 2 | EA | MODULE, SCANNING | IR97-0247 |  |  | MILLTRONICS | SM15
SJG-I | 5330186270 |  | 01-02-40-07 | 1 | EA | O-RING, GENERAL ELECTRIC COMPANY, 247A2224-P-76 | IR97-0231 |  |  | GENERAL ELECTRIC CO. | 247A2224-P-76
SJG-I | 6685371285 |  | 01-02-40-07 | 1 | EA | RFI ASSEMBLY, BAILEY CONTROLS COMPANY, 6630922A1 | IR97-0248 |  |  | BAILEY CONTROLS COMP | 6630922A1
SJG-I | 4810136418 |  | 01-02-40-07 | 1 | EA | RING, SPACER, EUR-CONTROL | IR97-0237 |  |  | BTG, INC | ITEM 57
SJG-I | 5999287427 |  | 01-02-40-07 | 1 | EA | TRANSMITTER, FLOW, MOORE IND, SRT 1-5V 1-5V 117VACAB | IR97-0233 |  |  | MOORE INDUSTRIES, IN | SRT 1-5V1-5V117VACAB
SJG-I | 4810126898 |  | 01-02-40-14 | 1 | EA | BALL, VEE 1, BUSHING, VALVE, FISHER CONTROLS, 33A2611X0A2 | IR97-0161 |  |  | FISHER CONTROLS | 33A2611X0A2
SJG-I | 3110067737 |  | 01-02-40-14 | 2 | EA | BEARING, BOWL, 20CC, JOHNSTON, 3015938, WU: JOHNSTON PUMP SERIAL TJ1429-31, AUXILIARY COOLING WATER PUMPS, SO2 | IR97-0140 |  |  | JOHNSTON | 3015938
SJG-I | 6630324611 |  | 01-02-40-14 | 2 | EA | CELL, CONDUCTIVITY, FOXBORO ANALYTICAL, 910-EA3 | IR97-0188 |  |  | FOXBORO ANALYTICAL | 910-EA3
SJG-I | 5962253133 |  | 01-02-40-14 | 1 | EA | CIRCUIT, INTEGRATED, MANUAL LOADING, ABB KENT-TAYLOR INC, 125S619 | IR97-0178 |  |  | ABB KENT TAYLOR | 123S619
SJG-I | 5330213959 |  | 01-02-40-14 | 1 | EA | GLAND, PACKING, 3 SPLIT, 316 STNLESS STL, NON-ASB, LAWRENCE PUMPS, INC., 14, WU: LAWRENCE PUMP, SIZE 1-1/2", SERIAL 72097; SIZE 2", SERIAL 68847, SO2 | IR97-0169 |  |  | LAWRENCE PUMPS INC | 14
SJG-I | 4320083720 |  | 01-02-40-14 | 1 | EA | IMPELLER, PUMP, BGA INTERNATIONAL, 2305-1 | IR97-0146 |  |  | BGA INTERNATIONAL | 23051
SJG-I | 5310161178 |  | 01-02-40-14 | 4 | ST | NUT, STEM, LIFTING, BRONZE, (2/EA=1/ST),(1-RH & 1-LH THRD), FRESNO VALVE & CASTING | IR97-0165 |  |  | FRESNO VALVE AND CAS | BY DESCRP
SJG-I | 5330213512 |  | 01-02-40-14 | 2 | EA | RING, SEAL | IR97-0168 |  |  | JOHNSTON | 4798954
SJG-I | 4810126138 |  | 01-02-40-14 | 1 | EA | VALVE, GLOBE, INNER, 3", CS, 416 STNLESS STL, ASME/ANSI B16.34, COLLINS INSTRUMENTS, BY DESCRP | IR97-0160 |  | DEZURIK CORP | COLLINS INSTRUMENTS | BY DESCRP
SJG-I | 5945244605 |  | 01-02-40-19 | 1 | EA | RELAY, TIME DELAY, OFF-DELAY, 125/250/480 V, 120/110 V, 2 NO | IR15-0170 |  |  | AGASTAT TIMING INSTR | 7022AH
SJG-I | 5945244027 |  | 01-02-40-19 | 3 | EA | RELAY, TIME DELAY, OFF-DELAY, 125/250/480 V, 120/110 V, 2 NO | IR15-0171 |  |  | AGASTAT TIMING INSTR | 7022AC
SJG-I | 5925230210 |  | 01-02-40-20 | 1 | EA | BREAKER, CIRCUIT, 480 V, 20 A, 2, EHB FRAME, BROWN BOVERI INC., EHB2020 | IR01-0726 |  |  | BROWN BOVERI INC. | EHB2020
SJG-I | 6625004426 |  | 01-02-40-20 | 1 | EA | CELL, ASSY/WET O2, AMETEK, INC., 71785SE, CEM | IR15-0153 |  |  | AMETEK/THERMOX INSTR | 71785SE
SJG-I | 5961003828 |  | 01-02-40-20 | 6 | EA | RECTIFIER, SLCN CNTRLLED, 650 V, 350 A, RESEARCH COTTRELL, I | IR15-0163 |  |  | HAMON RESEARCH-COTTR | 104034-L1
SJG-I | 5945248713 |  | 01-02-40-20 | 4 | EA | RELAY, CONTROL, INDUSTRIAL, 300 V, 48 VDC, 10 A, 3 NO 1 NC, | IR15-0155 |  | ABB INC | WESTINGHOUSE ELECTRI | BFD31M
SJG-I | 6685363001 |  | 01-02-40-20 | 19 | EA | TIP, BURNER, IGNITER PROB, CONTROL SYSTEMS, 156-414 | IR15-0152 |  |  | CONTROL SYSTEMS | 156-414
SJG-I | 4320081872 |  | 01-02-41-02 | 2 | EA | CAP, VALVE, DISCHARGE, CALGON 3600-8536-8, WU:CALGON PROPORT | IR01-1118 |  |  | CALGON CORP. | 3600-8536-8
SJG-I | 4320081864 |  | 01-02-41-02 | 2 | EA | CAP, VALVE, SUCTION, CALGON CORP, 360-8550, WU:CALGON PROPOR | IR01-1117 |  |  | CALGON CORP | 360-8550
SJG-I | 6110295240 |  | 01-02-41-02 | 1 | EA | CARRIER, CONT/MOVEABLE, 3, SIEMENS-ALLIS, 25-106-923-803 | IR01-0981 |  |  | SIEMENS-ALLIS | 25-106-923-803
SJG-I | 5950252287 |  | 01-02-41-02 | 6 | EA | COIL, ELECTRICAL, SLND VLV, 230 DC V, SCOVILL MANUFACTURING CO., K-593-036 | IR01-0978 |  |  | SCOVILL MFG CO. | K-593-036
SJG-I | 5999280729 |  | 01-02-41-02 | 2 | EA | CONTACT, ELECTRICAL/KIT, AUX/INTLK, SIZE 2, 3, 4, SIEMENS-ALLIS, 13-107-196-825 | IR01-0979 |  |  | SIEMENS-ALLIS | 13-107-196-825
SJG-I | 6625001224 |  | 01-02-41-02 | 6 | EA | CORD, DRIVE, WESTINGHOUSE ELECTRIC COR, 174385-001 | IR01-0984 |  |  | WESTINGHOUSE ELECTRI | 174385-001
SJG-I | 4730126721 |  | 01-02-41-02 | 4 | EA | COUPLING, DRIVE, FEEDRAIL PRODUCTS, FRS-102, WU: ROOF HATCH DRIVE SYSTEM, UNIT 3 | IR01-1128 |  |  | FEEDRAIL PRODUCTS | FRS-102
SJG-I | 4440082552 |  | 01-02-41-02 | 1 | EA | DRYER, DEHYDRATOR, CHEMATRON FIRE SYSTEMS, 7-049-0006-7 | 4440082552 |  |  | FIRE SYSTEMS-CHEMETR | 7-049-0006-7
SJG-I | 6625000044 |  | 01-02-41-02 | 1 | EA | METER, ELECTRICAL, 0-600V, 3-1/2"BLK WINDOW | IR01-0983 |  |  | GENERAL ELECTRIC CO. | 50-162031SJS-J2
SJG-I | 4410000071 |  | 01-02-41-02 | 2 | EA | PLUG, HANDHOLE MASTER, 4-1/2", MK #SM17, COMPONENT-21, BABCO | IR01-1126 |  |  | BABCOCK & WILCOX | DWG 7150C, REF D-7,4
SJG-I | 4810120453 |  | 01-02-41-02 | 1 | EA | PLUG, VALVE, 3" | IR01-1130 |  |  | WALLACE & TIERNAN | P40911
SJG-I | 6630323704 |  | 01-02-41-02 | 1 | EA | REGULATOR, HEAD | IR01-0985 |  |  | HACH CHEMICAL COMPAN | 537121
SJG-I | 6115000876 |  | 01-02-41-02 | 2 | EA | TIP, INSULATED, WESTINGHOUSE ELECTRIC COR, 171A494G01 | IR01-0982 |  |  | WESTINGHOUSE ELECTRI | 171A494G01
SJG-I | 5950249135 |  | 01-02-41-02 | 1 | EA | TRANSFORMER, IGN, 120 PRV, 2X5000 SECV, 22MA A, 250KVA, 60HZ | IR01-0977 |  |  | DONGAN ELECTRIC MFG | A10-LF3X
SJG-I | 4320077623 |  | 01-02-41-13 | 3 | EA | BUMPER, AMERICAN PNEUMATIC TOOL C, 3289 | IR06-0002 |  |  | MONOGRAM/AMERICAN | 3289
SJG-I | 5330218438 |  | 01-02-41-13 | 2 | EA | GASKET, 4", TEFLON, CHARLES S. LEWIS AND CO, 46 | IR06-0012 |  |  | CHARLES S. LEWIS & C | 46
SJG-I | 5330200246 |  | 01-02-41-13 | 6 | EA | GASKET, BODY, 2", NEOPRENE, FISCHER & PORTER CO, 333C284Q10 | IR06-0008 |  |  | FISCHER & PORTER COM | 333C284Q10
SJG-I | 5330196022 |  | 01-02-41-13 | 4 | EA | O-RING, 254, 5-1/2"ID, 5-3/4"OD, 1/8" THCK, VITON, AMERICAN | IR06-0007 |  |  | ADVANCE SUPPLY & PUM | BY DESCRP
SJG-I | 5330211466 |  | 01-02-41-13 | 2 | KT | O-RING, KIT, (1)1-7/8 X 2-1/8 X 1/8 IN, (1)1-3/4 X 2 X | IR06-0009 |  |  | FISCHER & PORTER COM | 605P143001
SJG-I | 5330218404 |  | 01-02-41-13 | 2 | ST | PACKING, PREFORMED/SET, VLV, 4"ID, TEFLON, 4, CHARLES S. LEW | IR06-0010 |  |  | CHARLES S LEWIS & CO | 48
SJG-I | 5330218412 |  | 01-02-41-13 | 2 | ST | PACKING, PREFORMED/SET, VLV, 6"ID, TEFLON, 4, CHARLES S. LE | IR06-0011 |  |  | CHARLES S. LEWIS & C | 48
SJG-I | 4320081914 |  | 01-02-41-13 | 2 | EA | PLATE, DPHGM BACK UP, CALGON 3600-8532-5 | IR06-0004 |  |  | CALGON CORPORATION | 3600-8532-5
SJG-I | 4320081906 |  | 01-02-41-13 | 3 | EA | PLATE, DPHGM/BACK-UP, OIL SIDE, ITEM 26, CALGON, 3600-8531-7 | IR06-0003 |  |  | CALGON CORPORATION | 3600-8531-7
SJG-I | 5330196014 |  | 01-02-41-13 | 7 | EA | RING, SEALING, AMERICAN PNEUMATIC TOOL C, 3326 | IR06-0006 |  |  | MONOGRAM/AMERICAN | 3326
SJG-I | 5330196006 |  | 01-02-41-13 | 1 | EA | SEAL, PUMP, 1" ID,1-1/2" OD,1/4" THCK, BUNA-N, AMERICAN PNEU | IR06-0005 |  |  | ADVANCE SUPPLY & PUM | BY DESCRP
SJG-I | 4810131088 |  | 01-02-41-19 | 1 | EA | DIAPHRAGM, VLV, KEYSTONE VALVE DIV, 121228020723101 | IR06-0022 |  |  | KEYSTONE SALES, INC. | 121228020723101
SJG-I | 5010002821 |  | 01-02-41-19 | 3 | EA | ELEMENT, FILTER, BREATHER, G N TENNANT COMPANY, 53431 | IR06-0023 |  |  | G N TENNANT COMPANY | 53431
SJG-I | 5330211755 |  | 01-02-41-19 | 2 | EA | O-RING, VITON, LEEDS & NORTHRUP, 082053 | IR06-0025 |  |  | LEEDS & NORTHRUP | 82053
SJG-I | 5315156710 |  | 01-02-41-19 | 1 | EA | WASHER, CONNECTING RD, ROBBINS & MYERS, INC, 53 | IR06-0024 |  |  | PUMPS & SERVICE | 53
SJG-I | 5360202443 |  | 01-02-42-01 | 4 | EA | CUP, SPRING, ALIMAK ELEVATOR COMPANY I, 472407 | IR01-0920 |  |  | ALIMAK ELEVATOR COMP | 472407
SJG-I | 5330192534 |  | 01-02-42-01 | 1 | EA | GLAND, PACKING, STUFFING BX, UPPER, NON-ASB, GOULDS PUMPS, INC., REF 107, WU: GOULD PUMP MODEL 3171ST, 1-1/2 X 3-6, SERIAL 43371, DEMINERALIZATION SUMP | IR01-0907 |  |  | GOULDS PUMPS, INC. | REF 107
SJG-I | 5340189587 |  | 01-02-42-01 | 5 | EA | POPPET, VALVE, ROPER PUMP CO, D16-114 | IR01-0916 |  |  | PAMCO STEWART & STEV | D16-114
SJG-I | 5340189033 |  | 01-02-42-01 | 20 | EA | ROD, TIE | IR01-0915 |  |  | UNITED CONVEYOR CORP | 44302-4
SJG-I | 5360201247 |  | 01-02-42-01 | 2 | ST | SPRING, ASSEMBLY, TELEDYNE FARRIS ENGINEERI, C-523-CP | IR01-0918 |  |  | JAMES S KONE & CO | C-523-CP
SJG-I | 5360199870 |  | 01-02-42-01 | 1 | EA | SPRING, BAILEY CONTROLS COMPANY, 5326769A3 | IR01-0917 |  |  | BAILEY CONTROLS COMP | 5326769A3
SJG-I | 5360202195 |  | 01-02-42-01 | 3 | EA | SPRING, GENERAL ELECTRIC CO, 269C280P8 | IR01-0919 |  |  | GENERAL ELECTRIC CO | 269C280P8
SJG-I | 5925231911 |  | 01-02-42-02 | 3 | EA | BARRIER, SAFETY, ASSY/THROAT, GENERAL ELECTRIC, 02808AP016G001 | IR01-0966 |  |  | GENERAL ELECTRIC CO | 02808AP016G001
SJG-I | 5940238925 |  | 01-02-42-02 | 6 | EA | BLOCK, CONTACT, PHENOLIC, CRIMP INSRT PINS,W/SCKT/MATES, AMP SPECIAL INDUSTRY, 1-205452-3 | IR01-0968 |  |  | AMP SPECIAL INDUSTRI | 1-205452-3
SJG-I | 5365216448 |  | 01-02-42-02 | 2 | EA | BUSHING, ADJING, DIAMOND POWER SPECIALTY C, 301031-0112 | IR01-0957 |  |  | DIAMOND POWER SPECIA | 301031-0112
SJG-I | 5365217669 |  | 01-02-42-02 | 3 | EA | BUSHING, LOW, BRONZE, WESTINGHOUSE ELECTRIC, 10, WU: WESTINGHOUSE FD FAN | IR01-0959 |  |  | WESTINGHOUSE ELECTRI | 10
SJG-I | 5365217651 |  | 01-02-42-02 | 3 | EA | BUSHING, UP, BRONZE, WESTINGHOUSE ELECTRIC, 9, WU:FD FAN | IR01-0958 |  |  | WESTINGHOUSE ELECTRI | 9
SJG-I | 5820000114 |  | 01-02-42-02 | 2 | EA | RETAINER, 90 DEG | IR01-0960 |  |  | ARVIN/DIAMOND | 5066951129
SJG-I | 5365209732 |  | 01-02-42-02 | 12 | EA | RING, STNLESS STL, WESTINGHOUSE ELECTRIC COR, 862702-93 | IR01-0955 |  |  | WESTINGHOUSE ELECTRI | 862702-934
SJG-I | 5360202187 |  | 01-02-42-02 | 14 | EA | SPRING, STATIONARY CONTACT, GENERAL ELECTRIC CO, 412A286P1 | IR01-0954 |  |  | GENERAL ELECTRIC CO | 412A286P1
SJG-I | 5925232174 |  | 01-02-42-02 | 1 | EA | UNIT, TRIP, MAG, GENERAL ELECTRIC, TFK236T150 | IR01-0967 |  |  | GENERAL ELECTRIC COM | TFK236T150
SJG-I | 5950249069 |  | 01-02-42-03 | 2 | EA | COIL, ELECTRICAL, STRTR, 110/120 V, 50/60 HZ, 2 PRONG PLG, G | IR01-0974 |  |  | CONSOLIDATED ELECTRI | BY DESCRP
SJG-I | 5945248648 |  | 01-02-42-03 | 1 | EA | CONTACTOR, KING HEATERS, BY DESCRP, WU: KING ELECTRIC HEATER MDL KD10-A2, ROTARY UNLOADER HOUSES, U-1&2 | IR01-0971 |  |  | KING HEATERS | MDL KD10-A2
SJG-I | 5945243086 |  | 01-02-42-03 | 2 | EA | RELAY, TIME DELAY, AMERACE CORP, TR1413B | IR01-0970 |  |  | AGASTAT TIMING INSTR | TR14I3B
SJG-I | 5950248236 |  | 01-02-42-03 | 1 | EA | TRANSFORMER, CONTROL, 480 PRV, 250 KVA, 3PH | IR01-0973 |  |  | GENERAL ELECTRIC CO. | 218A4148P8
SJG-I | 5950248608 |  | 01-02-42-04 | 1 | EA | COIL, ELECTRICAL, MAG, GOULD, INC., CORPORATE, G103D126 | IR01-1013 |  |  | GOULD, INC. | G103D126
SJG-I | 5950248780 |  | 01-02-42-04 | 2 | EA | COIL, ELECTRICAL, SOLENOID VALVE, 110/120V, 50/60 HZ | IR01-1014 |  |  | ASCO | 64-982-1D
SJG-I | 5935236488 |  | 01-02-42-04 | 7 | EA | CONNECTOR, FLEX, 3/16"DIA, CHEMETRON, 1-26-0260 | IR01-1008 |  |  | FIRE SYSTEMS-CHEMETR | 1-26-0260
SJG-I | 5945244571 |  | 01-02-42-04 | 1 | EA | RELAY, AUTOMATIC TIMING & CONTRO, 322B-056-A-1-2-CS | IR01-1010 |  |  | AUTOMATIC TIMING & C | 322B-056A-12CS
SJG-I | 5945247541 |  | 01-02-42-04 | 1 | EA | RELAY, CONTROL, INDUSTRIAL, 300 V, 110/120 V, 10 A, 3 NO, 50 | IR01-1012 |  |  | WESTINGHOUSE ELECTRI | 147P270H01J
SJG-I | 5945242989 |  | 01-02-42-04 | 1 | EA | RELAY, TIME DELAY, ON-DELAY, 120 V, 10 A, 2 NO 2 NC, 60 HZ, | IR01-1009 |  |  | AGASTAT TIMING INSTR | 7012AC
SJG-I | 5930234454 |  | 01-02-42-04 | 2 | EA | SWITCH | IR01-1007 |  |  | MANNING ENVIRONMENTA | 05095-01
SJG-I | 5930229132 |  | 01-02-42-04 | 1 | EA | SWITCH, AUX, GENERAL ELECTRIC CO., 165B1BB226SSM | IR01-1002 |  |  | GENERAL ELECTRIC COM | 165B1BB226SSM
SJG-I | 5930231195 |  | 01-02-42-04 | 1 | EA | SWITCH, LIMIT, PLUNGER, 600V, 10 A, 2 NO 2 NC, DPDT, PLG IN | IR01-1005 |  |  | HONEYWELL INC. | LSA6B
SJG-I | 5930229975 |  | 01-02-42-04 | 3 | EA | SWITCH, LIMIT, SNAP/BASIC, 600 V, 10 A, 2 NO 2 NC, 2 POLE, TERM SCR, SQ D, 9007C03 | IR01-1003 |  |  | SQUARE D. CO | 9007C03
SJG-I | 5962251608 |  | 01-02-42-05 | 4 | EA | AMPLIFIER, 8 PIN, ROSEMOUNT ANALYTICAL, 669A692H01 | IR01-1022 |  |  | ROSEMOUNT ANALYTICAL | 669A692H01
SJG-I | 5999271298 |  | 01-02-42-05 | 4 | EA | BODY, CONNECTOR, TWISTLOCK, #14-#10 AWG, 600AC/250DC V, 50A | IR01-1030 |  |  | BRYANT ELECTRIC | CS8264N
SJG-I | 5975261792 |  | 01-02-42-05 | 2 | EA | BOX, ELECTRICAL, EXPLOSION PROOF, 6-3/8"W, AL, 1-1/2", 2 THDED HUBS AT 90 DEG, KILLARK ELECTRIC MANUFACT, GEJLT 5 | IR01-1025 |  |  | KILLARK | GEJLT-5
SJG-I | 5975263525 |  | 01-02-42-05 | 2 | EA | BOX, ELECTRICAL, EXPLOSION PROOF, 6-3/8"W, AL, 2", THDED SIDE HUB/BACK HU, KILLARK ELECTRIC MANUFACT, GEJLBT-6 | IR01-1026 |  |  | KILLARK | GEJLBT-6
SJG-I | 5975265884 |  | 01-02-42-05 | 6 | EA | BUSHING, ADJING, GENERAL ELECTRIC CO, 148A2279P1 | IR01-1027 |  |  | GENERAL ELECTRIC CO | 148A2279P1
SJG-I | 5955000038 |  | 01-02-42-05 | 2 | EA | CRYSTAL, ELECTRICAL, QUARTZ, 15.75 KC, ARVIN/DIA 847125-0004 | IR01-1019 |  |  | ARVIN/DIAMOND | 847125-0004
SJG-I | 5950250489 |  | 01-02-42-05 | 1 | EA | TRANSFORMER, INSTRUMENT, LEEDS & NORTHRUP, 019368 | IR01-1018 |  |  | LEEDS & NORTHRUP | 019368
SJG-I | 5950249531 |  | 01-02-42-05 | 1 | EA | TRANSFORMER, POWER, CONRAC CORP., 695048B | IR01-1016 |  |  | CONRAC CORP. | 695048B
SJG-I | 5960000239 |  | 01-02-42-05 | 3 | EA | TUBE, ELECTRONIC, RCA CORPORATION, 7895 | IR01-1020 |  |  | RCA CORPORATION | 7895
SJG-I | 6630323886 |  | 01-02-42-06 | 1 | EA | ANALYZER, SERVOMEX, 2651-1520 | IR01-1036 |  |  | ABB KENT-TAYLOR, INC | 2651151
SJG-I | 6695394970 |  | 01-02-42-06 | 4 | EA | BEZEL, ANALYZER, ANARAD, INC., 280053 | IR01-1046 |  |  | ANARAD, INC. | 280053
SJG-I | 6150302757 |  | 01-02-42-06 | 4 | EA | CABLE, ASSEMBLY, SYNC, 30"L, ANARAD, INC., 800015 | IR01-1035 |  |  | ANARAD, INC. | 800015
SJG-I | 6695393683 |  | 01-02-42-06 | 5 | EA | CAP, TUBE ASSY, LEEDS & NORTHRUP, 054246 | IR01-1045 |  |  | LEEDS & NORTHRUP | 54246
SJG-I | 6680342851 |  | 01-02-42-06 | 1 | EA | GLASS, GAUGE, LIQUID LEVEL | IR01-1039 |  |  | JERGUSON GAGE & VALV | 18DA
SJG-I | 6630325303 |  | 01-02-42-06 | 1 | EA | ORIFICE, AIR, SPRING, 23/64" | IR01-1037 |  |  | PALL PNEUMATIC PRODU | 1198256
SJG-I | 6685364967 |  | 01-02-42-06 | 1 | EA | PROBE, TEMPERATURE, THERMISTOR | IR01-1043 |  |  | FENWAL ELECTONICS | 28-230086-304
SJG-I | 6685363183 |  | 01-02-42-06 | 6 | EA | SCREEN, GAUGE/H2O, 8-1/4"L | IR01-1042 |  |  | DIAMOND POWER SPECIA | 905226-0004
SJG-I | 6680341424 |  | 01-02-42-06 | 3 | EA | SHIELD, LEVEL GAUGE, 1"W, 12"L, MICA, TINTED | IR01-1038 |  |  | THE ANCHOR PACKING C | BY DESCRP
SJG-I | 6685362441 |  | 01-02-42-06 | 2 | EA | THERMOSTAT, CONTROL, ROOM/PNEUM, MCC POWERS CONTROL SYSTEM, TH-180R | IR01-1041 |  |  | MCC POWERS CONTROL S | TH-180R
SJG-I | 6120000077 |  | 01-02-42-06 | 1 | EA | TRANSFORMER, POWER, 480 PRV, 120 SECV | IR01-1033 |  |  | SQUARE D. CO. | BY DESCRP
SJG-I | 5305155326 |  | 01-02-42-07 | 1 | EA | BOLT, HINGED, ALFA-LAVAL SEPARATION, IN, 225405-02 | IR01-1061 |  |  | ALFA-LAVAL SEPARATIO | 225405-02
SJG-I | 5330172056 |  | 01-02-42-07 | 1 | ST | GASKET, SET/DBL JCKTED, 19-13/16"OD, CAST STL, NON-ASB, SOUTHERN HEAT EXCHANGER, BY DESCRP | IR01-1063 |  |  | SOUTHERN HEAT EXCHAN | BY DESCRP
SJG-I | 5305155268 |  | 01-02-42-07 | 2 | EA | NUT, LOCK, YOKE, 3/4", STL | IR01-1060 |  |  | FISHER CONTROLS CO | 1E832723062
SJG-I | 5330215715 |  | 01-02-42-07 | 12 | EA | O-RING | IR01-1069 |  |  | UNITED CONVEYOR CORP | 40636-162
SJG-I | 5330206854 |  | 01-02-42-07 | 4 | EA | O-RING, 466, 18-1/2"ID, 19"OD, 1/4"THK, ETHYL PROPYLENE RUBR | IR01-1066 |  |  | NATIONAL OIL SEAL | 466
SJG-I | 5315160712 |  | 01-02-42-07 | 86 | EA | PINE, WIRE WRAP | IR01-1062 |  |  | WESTINGHOUSE ABB POW | RK9240044
SJG-I | 5330197269 |  | 01-02-42-07 | 1 | EA | SEAL, PRESSURE, VLV, NON-ASB, ROCKWELL INTERNATIONAL, 415674 | IR01-1064 |  |  | ROCKWELL INTERNATION | 415674
SJG-I | 9340000083 |  | 01-02-42-07 | 2 | EA | WINDOW, GLASS, SINGLE STRENGTH CL EAR, 3/32" X 8-3/4" X 10-1/8", WU: RECORDER WINDOW GLASS | IR01-1050 |  |  | ANCHOR PACKING CO | BY DESCRP
SJG-I | 6685365519 |  | 01-02-42-08 | 1 | EA | ELEMENT, THERMOWELL, LEEDS & NORTHRUP, 3050-3-EE-3-21.50-0-3 | IR01-1051 |  |  | LEEDS & NORTHRUP | 3050-3-EE-3-21.50-0-
SJG-I | 9340000331 |  | 01-02-42-08 | 2 | EA | FRAME, WINDOW, UNITED CONVEYOR CORP, A-911 | IR01-1057 |  |  | UNITED CONVEYOR CORP | A-911
SJG-I | 9340000257 |  | 01-02-42-08 | 10 | EA | GLASS, GAUGE, 6-1/2"W, 9-5/8"L, 1/4"THK, | IR14-0608 | IR01-1056 |  | THE METER AND VALVE | BY DESCRP
SJG-I | 6685369925 |  | 01-02-42-08 | 1 | EA | THERMOCOUPLE, 80"L, JOHNSTON PUMP FACTORY, IT-3703 | IR01-1055 |  |  | FLOWSERVE RED CORP | IT-3703
SJG-I | 6685366897 |  | 01-02-42-08 | 1 | EA | THERMOCOUPLE, RELIANCE ELECRIC CO, SA-6868-2 | IR01-1052 |  |  | RELIANCE ELECTRIC CO | SA-6868-2
SJG-I | 6685366913 |  | 01-02-42-08 | 1 | EA | THERMOCOUPLE, RELIANCE ELECTRIC CO, SC4322/A | IR01-1053 |  |  | RELIANCE ELECTRIC CO | SC4322/A
SJG-I | 6685369453 |  | 01-02-42-08 | 2 | EA | THERMOWELL, 2-1/2"BORE, BRS, 1/2"NPT, AUTOMATIC SWITCH CO. QP03 | IR01-1054 |  |  | AUTOMATIC SWITCH CO. | QP03
SJG-I | 3110059338 |  | 01-02-42-09 | 3 | EA | BEARING, BALL, SINGLE ROW/THRUST, 3.1495"ID, 4.8740"OD, 1.8898"W, ANGULAR CONT, LAWRENCE PUMPS, INC., ITEM 48 | IR97-0137 |  |  | SKF INDUSTRIES | 7416BYG
SJG-I | 6695394855 |  | 01-02-42-09 | 7 | EA | DRIVER, ANALOG, 4-20MA A, OUTPUT, BOARD, PRINTED CIRCUIT | IR97-0131 |  |  | VITEC INC | 41255239
SJG-I | 2825003235 |  | 01-02-42-09 | 2 | EA | FITTING, TUBE, WESTINGHOUSE ELECTRIC COR, 879C919004 | IR97-0113 |  |  | WESTINGHOUSE ELECTRI | 879C919004
SJG-I | 3110066887 |  | 01-02-42-09 | 7 | EA | GASKET, GRAPHOIL, BRNG, 12"X12"X.03", MOSSER DMPR, 1-1707-3 | IR97-0125 |  |  | MOSSER DAMPER | 1-1707-3
SJG-I | 3020052175 |  | 01-02-42-09 | 1 | ST | GEAR, TIMING, WORTHINGTON, 2410990113 | IR97-0133 |  |  | WORTHINGTON PUMPS CO | 2410990113
SJG-I | 4810128795 |  | 01-02-42-09 | 3 | AS | PLUG ASSEMBLY, INNER VALVE W/STEM | IR97-0128 |  |  | DEZURIK | BY DESCRP
SJG-I | 7050000384 |  | 01-02-42-09 | 2 | EA | SENSOR, ASSY, BAILEY CONTROLS COMPANY, 1944640V5 | IR97-0123 |  |  | BAILEY CONTROLS COMP | 1944640V5
SJG-I | 6685369156 |  | 01-02-42-09 | 2 | EA | THERMOCOUPLE, WESTINGHOUSE ELECTRIC COR, 872C0651027 | IR97-0122 |  |  | WESTINGHOUSE ELECTRI | 872C0651027
SJG-I | 5310159719 |  | 01-02-42-09 | 2 | EA | WASHER, FEMALE, 4.5", WESTINGHOUSE ELECTRIC, 363B414023 | IR97-0118 |  |  | WESTINGHOUSE ELECTRI | 363B414023
SJG-I | 5310158455 |  | 01-02-42-09 | 1 | EA | WASHER, MALE, 4.5", WESTINGHOUSE ELECTRIC COR, 363B413023 | IR97-0117 |  |  | WESTINGHOUSE ELECTRI | 363B413023
SJG-I | 5310158463 |  | 01-02-42-09 | 1 | EA | WASHER, MALE, 4-3/4", WESTINGHOUSE ELECTRIC COR, 363B413024 | IR97-0111 |  |  | WESTINGHOUSE ELECTRI | 363B413024
SJG-I | 5999280182 |  | 01-02-42-10 | 2 | EA | BLOCK, CONTACT, SECARY/MOVING, 600 V, BLTED, 2 POLE, SQUARE D. COMPANY, 28556-003 | IR01-1082 |  |  | SQUARE D COMPANY | 28556-003
SJG-I | 6630325352 |  | 01-02-42-10 | 1 | EA | CELL, CONDUCTIVITY, LEEDS & NORTHRUP, 4973-01-202-7000 | IR01-1085 |  |  | LEEDS & NORTHRUP | 4973-01-202-7000
SJG-I | 5950248996 |  | 01-02-42-10 | 1 | EA | COIL, ELECTRICAL, TRIPPING, FMC CORPORATION - DRIVE D, 6262206-1 | IR01-1081 |  |  | FMC CORPORATION DRIV | 6262206-1
SJG-I | 5365213023 |  | 01-02-42-10 | 1 | EA | RING, BACKING, FISHER CONTROLS COMPANY, 1V6600X0022 | IR01-1076 |  |  | FISHER CONTROLS COMP | 1V6600X0022
SJG-I | 5340189025 |  | 01-02-42-10 | 18 | EA | ROD, TIE | IR01-1074 |  |  | UNITED CONVEYOR CORP | 44302-2
SJG-I | 5330223255 |  | 01-02-42-10 | 1 | ST | SEAL, ROCKER, BEACH-RUSS COMPANY, P-1761-1 | IR01-1072 |  |  | BEACH-RUSS COMPANY | P-1761-1
SJG-I | 5365211910 |  | 01-02-42-10 | 9 | EA | SPACER, 1/2" X 0.460" | IR01-1075 |  |  | SIEMENS-ALLIS | 18-727-838-002
SJG-I | 5930231807 |  | 01-02-42-10 | 4 | EA | SWITCH, LIMIT, STOCK EQUIP, FE134 | IR01-1080 |  |  | STOCK EQUIPMENT CO | FE134
SJG-I | 3460000130 |  | 01-02-42-11 | 7 | EA | ADAPTER, TOOL, ARBOR/ABRASIVE WHEEL, 1/8 X 1-1/2" X 5/8, MERIT | IR06-0128 |  |  | DEWEES TOOL & SUPPLY | BY DESCRP
SJG-I | 3455000483 |  | 01-02-42-11 | 9 | EA | BLADE, CUTTING, SAW, 7-1/4"DIA, DEWALT, DW33-26 | IR06-0126 |  |  | DEWALT | DW33-26
SJG-I | 2920000177 |  | 01-02-42-11 | 1 | EA | COIL, ELECTRICAL, MAG, 0, 110/120 V, 50/60 HZ, 2 BLADE, CUTL | IR06-0114 |  |  | ARGO INTERNATIONAL C | BY DESCRP
SJG-I | 2920000920 |  | 01-02-42-11 | 1 | EA | COIL, ELECTRICAL, OPERG, 24V, DAYTON ELECTRIC MFG.CO., 5X335 | IR06-0125 |  |  | DAYTON ELECTRIC MFG. | 5X335
SJG-I | 4810120404 |  | 01-02-42-11 | 1 | EA | DIAPHRAGM, VLV, 1/2", 316 SS, MILTON ROY CO, 7298-0035-175 | IR06-0118 |  |  | MILTON ROY COMPANY | 298
SJG-I | 3460000056 |  | 01-02-42-11 | 8 | EA | KEY, CHUCK, 1/4", K7, IRWIN AUGER BIT, 70479 | IR06-0127 |  |  | IRWIN AUGER BIT | 70479
SJG-I | 6210002132 |  | 01-02-42-11 | 6 | EA | LENS, CAP, LGT/INDICATING, RED, WESTINGHOUSE ELECTRIC COR, 4 | IR06-0123 |  |  | WESTINGHOUSE ELECTRI | 436B303H01
SJG-I | 6210002157 |  | 01-02-42-11 | 9 | EA | LENS, CAP, LGT/INDICATING, WH, WESTINGHOUSE ELECTRIC COR, 43 | IR06-0124 |  |  | WESTINGHOUSE ELECTRI | 436B303H03
SJG-I | 6210000532 |  | 01-02-42-11 | 6 | EA | LIGHT, INDICATING, 28 V, W/O LMP/LENS, GENERAL ELECTRIC CORP | IR06-0122 |  |  | BORDER STATES ELECTR | BY DESCRP
SJG-I | 4730125442 |  | 01-02-42-11 | 5 | EA | NOZZLE, STRAIGHT, TRITAN CORPORATION, 801-0004 | IR06-0117 |  |  | TRITAN CORP | 801-0004
SJG-I | 5330174631 |  | 01-02-42-11 | 15 | EA | O-RING, SCHROEDER BROTHERS CORP. HS-106 | IR06-0112 |  |  | SCHROEDER BROTHERS C | HS-106
SJG-I | 2510000033 |  | 01-02-42-11 | 3 | EA | ROD, SEAT ADJMENT, ANY MFG, BY DESCRP, FLEETED | IR06-0111 |  |  | ANY MFG | BY DESCRP
SJG-I | 4810120461 |  | 01-02-42-11 | 1 | EA | SEAT, VALVE, BALL, 3", WALLACE & TIERNAN DIVISION, P-51277 | IR06-0120 |  | COBLER SALES AND SER | WALLACE & TIERNAN DI | P-51277
SJG-I | 5365209427 |  | 01-02-42-11 | 3 | EA | SHIM, ADJING, 0.005"THK, PLAST, BLU, ALLIS CHALMERS CORP | IR06-0113 |  |  | ALLIS CHALMERS CORPO | 52-108-474-001
SJG-I | 4810120479 |  | 01-02-42-11 | 1 | EA | STEM, VALVE, PLG/INJ, 3", WALLACE, TIERNAN DIVISION, U-19626 | IR06-0121 |  | COBLER SALES AND SER | WALLACE, TIERNAN DIV | U-19626
SJG-I | 5330228262 |  | 01-02-42-15 | 2 | KT | O-RING KIT | IR03-0062 |  |  | AMRI INC. | BY DESCRP
SJG-I | 5330228270 |  | 01-02-42-15 | 1 | KT | O-RING, KIT | IR03-0063 |  |  | AMRI INC. | BY DESCRP
SJG-I | 5330228288 |  | 01-02-42-15 | 1 | KT | O-RING, KIT | IR03-0064 |  |  | AMRI INC. | BY DESCRP
SJG-I | 5330216044 |  | 01-02-42-17 | 14 | EA | SEAL, BLADE, NEOPRENE | IR01-1070 |  |  | AMERICAN WARMING & V | 9343
SJG-I | 8430000201 |  | 01-02-42-17 | 5 | EA | SHOES, OVERSHOE, TOE/INSTEP | IR01-1049 |  |  | SAFETY APPLIANCE CO | CB300L
SJG-I | 5925231333 |  | 01-02-43-01 | 1 | EA | BREAKER, CIRCUIT, TRIPPING, 600 AC/250 DC V, 150 A, 2, TKF F | IR01-0577 |  |  | CONSOLIDATED ELECTRI | BY DESCRP
SJG-I | 5910224004 |  | 01-02-43-01 | 2 | EA | CAPACITOR, 600 DC V, 1 UF, GENERAL ELEC, 68 | IR01-0572 |  |  | GENERAL ELECTRIC CO. | 44B312403J10
SJG-I | 5925230723 |  | 01-02-43-01 | 2 | EA | CONTACT, ELECTRICAL, MOVABLE/ARCING, ABB POWER T&D CO., 677C | IR01-0576 |  |  | WESTINGHOUSE ELEC | 677C885G01
SJG-I | 5925231564 |  | 01-02-43-01 | 3 | AS | CONTACT, ELECTRICAL, STA, GENERAL ELECTRIC CO, 805B910G1 | IR01-0579 |  |  | GENERAL ELECTRIC CO | 805B910G1
SJG-I | 5925231556 |  | 01-02-43-01 | 3 | EA | CONTACT, ELECTRICAL, STA, GENERAL ELECTRIC CO, 805B910G2 | IR01-0578 |  |  | GENERAL ELECTRIC CO | 805B910G2
SJG-I | 5920228722 |  | 01-02-43-01 | 1 | EA | FUSE, ONE-TIME, CRTG, FAST-ACTING, 600 V, 601 A, 200 K, L, B | IR01-0575 |  |  | THE BETATRON CORPORA | BY DESCRP
SJG-I | 5905230198 |  | 01-02-43-01 | 1 | EA | POTENTIOMETER, WIRE WOUND/MINTR, 20 K OHM, .50 W | IR01-0571 |  |  | AMETEK, INC | 250774000
SJG-I | 5820000122 |  | 01-02-43-01 | 2 | EA | RECTIFIER, TRIPLER/BLEEDER, ARVIN/DIAMOND C/O FRANK G, 84693 | IR01-0569 |  |  | CONRAC CORPORATION | 844157
SJG-I | 5930228746 |  | 01-02-43-01 | 2 | EA | STATION, PUSHBUTTON, SINGLE GANG, 3"W, 4.63"L,600V, BLTED | IR01-0580 |  |  | APPLETON ELECTRIC CO | EFDCB175-U
SJG-I | 5930229850 |  | 01-02-43-01 | 2 | EA | SWITCH, FLOW, GEMS SENSORS, 25364 | IR01-0581 |  |  | GEMS SENSORS DIVISIO | 25364
SJG-I | 5930230031 |  | 01-02-43-01 | 3 | EA | SWITCH, LIMIT, PILOT DUTY, 600 V, 5/10 A, 1 NO 1 NC, A600, C | IR01-0582 |  |  | ARGO INTERNATIONAL C | BY DESCRP
SJG-I | 4730132000 |  | 01-02-43-02 | 4 | EA | ADAPTER, TUBING, OEM, SS, 3/8" SWEAT X PIPE, 8000 PSI, CAJON CO/SWAGELOK, SS-6-MPW-A-6TSW | IR01-0858 |  | SWAGELOK SOUTHWEST | CAJON COMPANY | SS-6-MPW-A-6TSW
SJG-I | 4810133993 |  | 01-02-43-02 | 3 | KT | BASE, MOUNTING, KIT/POSNER, FISHER CONTROLS COMPANY, MTG3582 | IR01-0881 |  |  | FISHER CONTROLS COMP | FSMTG-245
SJG-I | 4810135378 |  | 01-02-43-02 | 2 | EA | COVER, KENNEDY VALVE MFG. CO., 6, WU: KENNEDY POST INDICATOR, FIGURE 541, FIRE PROTECTION | IR01-0883 |  |  | KENNEDY VALVE MFG CO | 6
SJG-I | 4810114340 |  | 01-02-43-02 | 3 | EA | DIAPHRAGM, VLV, C.M. BAILEY, 15, WU:BAILEY REGULATOR, RIVER PUMP CONTROL VALVE | IR01-0861 |  |  | C.M. BAILEY | 15
SJG-I | 4810115115 |  | 01-02-43-02 | 2 | EA | LEVER, UCC, 402031, WU: UCC ASH HANDLING SYSTEM NUVA FEEDER 1 1 1/2" VENT VALVE #4-1952-25 | IR01-0863 |  |  | UNITED CONVEYOR CORP | 402031
SJG-I | 4810121832 |  | 01-02-43-02 | 2 | ST | SEAT, VALVE, RING, BRONZE, 4", 701X | IR01-0874 |  |  | KENNEDY VALVE MFG CO | 14
SJG-I | 4810116394 |  | 01-02-43-02 | 2 | EA | SEAT, VALVE, RNG, 3/8", C.M. BAILEY, 2 | IR01-0865 |  |  | CHAS M. BAILEY CO., | 2
SJG-I | 4730132984 |  | 01-02-43-02 | 1 | EA | TEE, TUBING, 1", ELLIOTT CO, P48J17 | IR01-0859 |  |  | ELLIOTT CO. | P48J17
SJG-I | 4730133008 |  | 01-02-43-02 | 2 | EA | TEE, TUBING, FEM BRANCH, 1", ELLIOTT CO, P48J166 | IR01-0860 |  |  | ELLIOTT CO. | P48J166
SJG-I | 4810114779 |  | 01-02-43-02 | 4 | EA | VALVE, KIT, SERVICE, JAMESBURY CORP, RKA 1TT | IR01-0862 |  |  | JAMESBURY CORP | RKA 1TT
SJG-I | 4810118192 |  | 01-02-43-02 | 1 | EA | VALVE, SOLENOID, 3-WAY, 1/8", 3/32", ZINC, FNPT, 120 V, 0-40 | IR01-0867 |  |  | AUTOMATIC SWITCH CO. | 8318C3
SJG-I | 4810127854 |  | 01-02-43-03 | 1 | EA | BLOCK, SLIDER, HENRY PRATT CO., 274276 | IR01-0878 |  |  | HENRY PRATT CO. | 16
SJG-I | 4810119588 |  | 01-02-43-03 | 2 | EA | BODY, VALVE, 1/2", ANY MFG, BY DESCRP, WU: GRINNEL VALVE PARTS | IR01-0868 |  |  | ANY MFG | BY DESCRP
SJG-I | 4810122202 |  | 01-02-43-03 | 3 | EA | PLUG, VALVE | IR01-0875 |  |  | MASONEILAN DIVISION | 60186-1-152
SJG-I | 4810131864 |  | 01-02-43-03 | 3 | EA | RING, LANTERN, FISHER CONTROLS COMPANY, 1J9623-35072 | IR01-0880 |  |  | FISHER CONTROLS CO. | 1J962335072
SJG-I | 4810123739 |  | 01-02-43-03 | 1 | EA | SEAT, VALVE, CHECK, 3/16"ID, 1/2"OD, 7/8"THK, STNLESS STL, M | IR01-0877 |  |  | MILTON ROY COMPANY | 224-0024-028
SJG-I | 4810135220 |  | 01-02-43-03 | 2 | EA | SHAFT, 4" L | IR01-0882 |  |  | JAMESBURY CORP | 003-0831-36
SJG-I | 4810122780 |  | 01-02-43-03 | 1 | EA | STEM, VALVE, CONTROL | IR01-0876 |  |  | MASONEILAN DIVISION | 10168-147-163
SJG-I | 4810128704 |  | 01-02-43-03 | 1 | EA | VALVE, KIT, REPAIR/SOLENOID, ASCO, 208-751 | IR01-0879 |  |  | ASCO | 208-751
SJG-I | 4810121311 |  | 01-02-43-03 | 4 | EA | VALVE, KIT, SOLENOID, ASCO, 94-692 | IR01-0870 |  |  | ASCO | 94-692
SJG-I | 4810121337 |  | 01-02-43-03 | 2 | EA | VALVE, KIT, SOLENOID, ASCO, 97-827 | IR01-0871 |  |  | ASCO | 97-827
SJG-I | 4810121287 |  | 01-02-43-03 | 4 | EA | VALVE, KIT, SOLENOID, AUTOMATIC SWITCH CO. ASCO, 100-424 | IR01-0869 |  |  | AUTOMATIC SWITCH CO. | 100-424
SJG-I | 4810121550 |  | 01-02-43-03 | 1 | EA | VALVE, SOLENOID,3-WAY/NO,1/8", 3/64",BRS,FNPT,110/120AC/DC | IR01-0872 |  |  | ASCO | 8320A137
SJG-I | 5310155998 |  | 01-02-43-04 | 3 | EA | NUT, LOCK | IR01-0895 |  |  | LUNKENHEIMER CO | V3599VJ
SJG-I | 5010001344 |  | 01-02-43-04 | 4 | EA | REGULATOR, PRESSURE, FILTER | IR01-0890 |  |  | FOXBORO COMPANY | B0127VU
SJG-I | 5305148792 |  | 01-02-43-04 | 2 | EA | SCREW, LEVELING, ASSY | IR01-0891 |  |  | STOCK EQUIPMENT CO | 1W3399
SJG-I | 4810136871 |  | 01-02-43-04 | 6 | EA | SPRING, GUIDE, 3"ID, 4"OD | IR01-0884 |  |  | ANDERSON GREENWOOD & | 03-5270-001
SJG-I | 5307152685 |  | 01-02-43-04 | 2 | BX | STUD, 1/4"DIA, 1-1/4"L, 20 TPI, STL | IR01-0893 |  |  | HILTI FASTENING SYST | 215764
SJG-I | 5307152677 |  | 01-02-43-04 | 1 | BX | STUD, 1/4"DIA, 20 TPI, UNC | IR01-0892 |  |  | HILTI FASTENING SYST | 215673
SJG-I | 4820122754 |  | 01-02-43-04 | 1 | EA | VALVE, ASSEMBLY/RESET RESTRICTION, FISHER CONTROL,10A8944X0A2 | IR01-0887 |  |  | FISHER CONTROL | 10A8944X0A2
SJG-I | 4820127183 |  | 01-02-43-04 | 1 | AS | VALVE, CARTRIDGE, 1/4" MNPT, NON-ASB, AMF CUNO/PROCESS EQUIP, 5049-05 | IR01-0889 |  |  | AMF CUNO / PROCESS E | 5049-05
SJG-I | 4820123422 |  | 01-02-43-04 | 4 | EA | VALVE, IN-LINE, 1/4", 316SS, MNPT, PARKER HANNIFIN CORP, 4M-V4LR-SS | IR01-0888 |  |  | PARKER HANNIFIN CORP | 4M-V4LR-SS
SJG-I | 3110058983 |  | 01-02-43-05 | 1 | EA | HOUSING, BEARING, ASSY, 2"ID, BRS, MCCROMETER CORP., B0900-0 | IR01-0803 |  |  | ARIZONA PUMP AND SUP | B0900-0
SJG-I | 3110058652 |  | 01-02-43-05 | 1 | EA | HOUSING, BEARING, ASSY, 3"ID, BRS, MCCROMETER CORP., B0900-0 | IR01-0802 |  |  | MCCROMETER CORP | B0900-00
SJG-I | 3040057600 |  | 01-02-43-05 | 1 | EA | PLATE, CLAMP, SHAFT | IR01-0800 |  |  | GARDNER-DENVER COMPA | 8500414
SJG-I | 3040057550 |  | 01-02-43-05 | 1 | EA | SHAFT, GEAR, ROPER PUMP, D1-1759, WU:ROPER GEAR PUMP FIG 17AM12, TYPE 1 | IR01-0799 |  | PAMCO STEWART & STEV | ROPER PUMP CO | D1-1759
SJG-I | 3040058103 |  | 01-02-43-05 | 1 | EA | WORMSHAFT, 25:1, WINSMITH, 4679 | IR01-0801 |  | KAMAN INDUSTRIAL BEA | WINSMITH | 4679
SJG-I | 3010049033 |  | 01-02-43-06 | 2 | EA | BELLOWS, MASONEILAN DIVISION, 05132-001-888 | IR01-0790 |  |  | MASONEILAN DIVISION | 05132-001-888
SJG-I | 3020052910 |  | 01-02-43-06 | 3 | EA | BUSHING, COUPLING, QD, E, 2-7/8"BORE, KEYED, DAYCO RUBBER PRODUCTS CO, E 2-7/8" | IR01-0793 |  |  | DAYCO RUBBER PRODUCT | E 2-7/8"
SJG-I | 5330211573 |  | 01-02-43-06 | 4 | EA | PACKING, PREFORMED, RIBBON, GRAPHITE | IR01-0781 |  |  | FISHER CONTROLS, CO | L14922-K0012
SJG-I | 6680340509 |  | 01-02-43-06 | 6 | EA | PLATE, DEFLECTION | IR01-0783 |  |  | YARWAY CORP | 930359-04
SJG-I | 3020056325 |  | 01-02-43-06 | 2 | EA | SPROCKET, DRIVE, CHAIN, 4.390"OD, 27/32"W, 3/8", #35, 40, MA | IR01-0796 |  |  | KAMAN INDUSTRIAL TEC | BY DESCRP
SJG-I | 3020052324 |  | 01-02-43-06 | 2 | EA | SPROCKET, DRIVE, INTERMEDIATE | IR01-0792 |  |  | STANLEY-VEMCO DIVISI | 901-0016
SJG-I | 3020051623 |  | 01-02-43-06 | 1 | EA | WORM, WESTRAN CO-INDICO-INC., 101524 | IR01-0791 |  |  | WESTRAN CO-INDICO-IN | 101524
SJG-I | 4320084629 |  | 01-02-43-07 | 1 | EA | BOX, STUFFING, (OBS) PUMP, W/BRGS, WORTHINGTON PUMP CORP, BOX-000510-01 | IR01-0841 |  |  | WORTHINGTON PUMP COR | BOX-000510-01
SJG-I | 4320079538 |  | 01-02-43-07 | 4 | EA | DIAPHRAGM, PUMP, VITON, MILTON ROY CO, 298-0044-084 | IR01-0837 |  |  | MILTON ROY CO | 298-0044-084
SJG-I | 4320080080 |  | 01-02-43-07 | 1 | EA | PLATE, BACK, DPHGM, CALGON CORP, 3508531, WU:CALGON BOTTOMAS | IR01-0838 |  |  | CALGON CORP | 3508531
SJG-I | 4320081567 |  | 01-02-43-07 | 8 | EA | PLATE, HIGH PRESSURE SEAT | IR01-0840 |  |  | INGERSOLL-RAND COMPA | A36C18WS
SJG-I | 4320076773 |  | 01-02-43-07 | 1 | EA | RING, LANTERN, SS | IR01-0833 |  |  | BGA INTERNATIONAL | 7851-4A
SJG-I | 4320078514 |  | 01-02-43-07 | 6 | EA | SEAT, VALVE, 3/16"ID, 1/2"OD, 7/8"THK, SS | IR01-0835 |  |  | MILTON ROY CO | 224-0039-028
SJG-I | 4320085949 |  | 01-02-43-07 | 2 | EA | SHAFT, DRIVE, PUMP | IR01-0842 |  |  | FISHER SCIENTIFIC CO | 41-2374
SJG-I | 4320077532 |  | 01-02-43-07 | 5 | EA | SLEEVE, SHAFT, PUMP, 1-1/4"L, PNM MACHINE SHOP, SJS-M388, | IR01-0834 |  |  | GOULDS PUMPS, INC. | 72679-2226
SJG-I | 4320079314 |  | 01-02-43-07 | 50 | EA | VANE, GUIDE, GOULDS PUMPS, 76667-6306, WU:GOULDS CITY WATER | IR01-0836 |  |  | GOULDS PUMPS, INC. | 76667-6306
SJG-I | 4730104702 |  | 01-02-43-08 | 2 | EA | BUSHING, 1-1/2"ID, 2-1/2"OD, 316 STNLESS STL, 3000 LB, THDED, ANY MFG, BY DESCRP | IR01-0845 |  |  | ANY MFG | BY DESCRP
SJG-I | 4730118868 |  | 01-02-43-08 | 2 | EA | BUSHING, PIPE, REDU, 2-1/2" X 3/4", 316SS, 3000#, THRDED, ANY MFG, BY DESCRP | IR01-0850 |  |  | ANY MFG | BY DESCRP
SJG-I | 4730116482 |  | 01-02-43-08 | 5 | EA | COUPLER, HOSE, CAM/GROV, 1-1/2", BRS, FNPT X HOSE, DIXON VALVE AND COUPLING, BC-150 | IR01-0849 |  |  | DIXON VALVE AND COUP | BC-150
SJG-I | 4330077811 |  | 01-02-43-08 | 1 | EA | DISC, GRAVITY, ALFA-LAVAL SEPARATION, IN, 74178Y | IR01-0843 |  |  | ALFA-LAVAL SEPARATIO | 74178Y
SJG-I | 4730126432 |  | 01-02-43-08 | 2 | EA | ELBOW, PIPE, 1-1/2",1-1/4"CHROME,9000#,SW,GR F11,45 DEG | IR01-0854 |  |  | ANY MFG | BY DESCRP
SJG-I | 4730107200 |  | 01-02-43-08 | 3 | EA | INSERT, PIPE, REDU, 1" X 1/2", ALLOY 20, 3000#, SCKTWELD | IR01-0847 |  |  | ANY MFG | BY DESCRP
SJG-I | 4730120468 |  | 01-02-43-08 | 2 | EA | INSERT, PIPE, REDU, 4" X 2", CS A105, 3000#, SCKTWELD | IR01-0852 |  |  | ANY MFG | BY DESCRP
SJG-I | 4730125210 |  | 01-02-43-08 | 4 | EA | INSERT, PIPE, REDU,1-1/2" X 1,1-1/4" CHROME,GR F11,9000#, SW | IR01-0853 |  |  | ANY MFG | BY DESCRP
SJG-I | 4730127950 |  | 01-02-43-08 | 3 | EA | INSERT,PIPE,REDU,1-1/4" X 1/2",1-1/4"CHROME,GR F11,9000#,SW | IR01-0855 |  |  | ANY MFG | BY DESCRP
SJG-I | 3110069493 |  | 01-02-43-09 | 1 | ST | BEARING, ROLLER, CONE/CUP, 2.0000"ID, 5.0000"OD, 1.4375"W, TAP, CHEMINEER, 50, WU:CHEMINEER AGITATOR, MDL 9HTD-50, PREMIX AGITATORS, RCC 3+4 | IR01-0809 |  |  | CHEMINEER, INC. | 50
SJG-I | 3915000131 |  | 01-02-43-09 | 2 | EA | BOWL, ASSY/FLTR, UCC, 2487-51 | IR01-0813 |  |  | UNITED CONVEYOR CORP | 2487-51
SJG-I | 3915000495 |  | 01-02-43-09 | 1 | EA | LOOP, ASSY/HANGER, STOCK EQUIPMENT COMPANY, 1W12794 | IR01-0814 |  |  | PINON ASSOCIATES, IN | 1W12794
SJG-I | 3110067851 |  | 01-02-43-09 | 2 | EA | PLATE, CLAMP, BEARING | IR01-0805 |  |  | GARDNER-DENVER CO | 8500744
SJG-I | 3110067901 |  | 01-02-43-09 | 1 | EA | PLATE, CLAMP/BEARING | IR01-0806 |  |  | GARDINER-DENVER, CO. | 8500291
SJG-I | 3110067919 |  | 01-02-43-09 | 5 | EA | PLATE, CLAMP/BEARING | IR01-0807 |  |  | GARDNER-DENVER, CO. | 8500290
SJG-I | 3110067984 |  | 01-02-43-09 | 1 | EA | PLATE, CLAMP/BEARING | IR01-0808 |  |  | GARDNER-DENVER CO. | 8500292
SJG-I | 3820000010 |  | 01-02-43-09 | 2 | EA | PLUG, FUSIBLE, W/COPPER WASHER | IR01-0812 |  |  | FLUID DRIVE ENGINEER | 26711A
SJG-I | 3110072810 |  | 01-02-43-09 | 2 | EA | RING, BEARING | IR01-0810 |  |  | SKF INDUSTRIES, INC. | SR 32-0
SJG-I | 3439000534 |  | 01-02-43-09 | 825 | EA | WIRE, WELDING, BARE, 1/16"DIA, E70S-1B, TECHALOY-MARYLAND NC, 129, 33EA = 1 LB; UNION CARBIDE, LINDE 83 1/16 | IR01-0811 |  |  | UNION CARBIDE | LINDE 83 1/16
SJG-I | 2930000415 |  | 01-02-43-10 | 1 | EA | PUMP, WATER CUMMINS ENGINE 4284 FOR MICHIGAN 280 DOZER | IR96-0113 |  |  | CUMMINS ENGINE CO, I | 4284
SJG-I | 5325000130 |  | 01-02-43-11 | 8 | BX | FASTENER, BELT, ASSY, 7/16"- 11/16"THK, STL, FLEX, FLEXIBLE STEEL LACING CO, BY DESCRP | IR01-0603 |  |  | FLEXIBLE STEEL LACIN | BY DESCRP
SJG-I | 5330183087 |  | 01-02-43-11 | 2 | EA | SEAL, PUMP, RUBBER | IR01-0609 |  |  | ARMCO, INC. | 46749-B
SJG-I | 5905218771 |  | 01-02-43-12 | 1 | EA | POTENTIOMETER, DUAL, 10K-1K OHM, 4 W, SPECTROL ELECTRONICS C | IR96-0135 |  |  | SPECTROL ELECTRONICS | 302-10K-1K-SERVO
SJG-I | 4210000776 |  | 01-02-43-12 | 3 | EA | RELEASING DEVICE | IR96-0130 |  |  | TEXAS AUTOMATIC SPRI | 81-8100A
SJG-I | 5945246337 |  | 01-02-43-12 | 1 | EA | RESISTOR, 254 WATT 62 OHM, WESTINGHOUSE, BY DESCRP | IR96-0144 |  |  | WESTINGHOUSE | BY DESCRP
SJG-I | 3110069550 |  | 01-02-43-13 | 2 | EA | BEARING, BALL, SINGLE ROW, 3.9370"ID, 5.9055"OD, 0.9449"W, DODGE DIV., RELIANCE ELEC, 390300 | IR01-0454 |  |  | DODGE DIV, RELIANCE | 390300
SJG-I | 3010049652 |  | 01-02-43-13 | 1 | EA | COUPLING, FLEX, W/SEAL RING, FLANGED SLEEVE, G FLEX HUB, GASKET 1/8" GAP, FALK, 156, WU:FALK GEAR COUPLING;1 SET = 2EA 1015G SLEEVE, 2EA 10156 FLEX HUB, 1EA 1184705LEF, 1PK 1020G10 FASTENERS | IR01-0440 |  |  | FALK CORPORATION | 156
SJG-I | 4320084587 |  | 01-02-43-15 | 1 | EA | COVER, STUFFING BOX, 316 SS, GOULDS PUMP R-100-788-1203 | IR04-0040 |  |  | GOULDS PUMPS, INC. | R-100-788-1203
SJG-I | 4320075841 |  | 01-02-43-15 | 2 | EA | IMPELLER, PUMP, 10-7/8"DIA, INCONEL WU:PUMP MDL 1-1/2X2-1/2H | IR04-0036 |  |  | ABS PUMP CO/LAWRENCE | D6444IN/BY DESCRP
SJG-I | 4320076922 |  | 01-02-43-15 | 1 | EA | IMPELLER, PUMP, 8-3/4"DIA, 316SS WU:HORZ CENT PMP MDL MARK11 | IR04-0037 |  |  | THE DURIRON CO., INC | MY35641A AN103RV-D4
SJG-I | 5999279937 |  | 01-02-43-15 | 1 | EA | REACTOR, WESTINGHOUSE ELECTRIC COR. 149D341G01 | IR04-0056 |  |  | WESTINGHOUSE ELEC | 149D341G01
SJG-I | 5930233860 |  | 01-02-43-15 | 2 | EA | SWITCH, PNEUMATIC, FLOW/RLY, 115V, 3/4"NPT, FLUID COMP FR70- | IR04-0053 |  |  | FLUID COMPONENTS, IN | FR70-4/34"/2.5/S/LV5
SJG-I | 6685369941 |  | 01-02-43-15 | 2 | EA | THERMOSTAT, CONTROL, 10'L, 0-300 DEG F, IMMERSE, CL 1A, | IR04-0061 |  |  | THE FOXBORO COMPANY | BY DESCRP
SJG-I | 6695394467 |  | 01-02-43-15 | 1 | EA | TRANSMITTER, PRESSURE, W/MOTOR, 4-20 MA, 60 HZ, FOXBORO, N01 | IR04-0077 |  |  | THE FOXBORO COMPANY | N0148TS
SJG-I | 3020052183 |  | 01-02-43-16 | 1 | EA | GUIDE, CHAIN | IR01-0773 |  |  | DAVID ROUND & SON, I | BY DESCRP
SJG-I | 4810137739 |  | 01-02-43-16 | 11 | KT | LINER, KIT/VLV, 3" VLV | IR03-0054 |  |  | AMRI INC. | 42,088,017
SJG-I | 4810137796 |  | 01-02-43-16 | 1 | KT | SHAFT, KIT REBUILD 12" FIG. H2 | IR03-0051 |  |  | AMRI INC. | 42,087,989
SJG-I | 4810137804 |  | 01-02-43-16 | 1 | KT | SHAFT, KIT REBUILD 16" FIG. H2 | IR03-0052 |  |  | AMRI INC. | 42,087,991
SJG-I | 5999272718 |  | 01-02-43-17 | 1 | EA | MODULE, DAMPING CKT, WESTINGHOUSE ELECTRIC COR, 588C642G06 | IR03-0034 |  |  | WESTINGHOUSE | 588C642G06
SJG-I | 5999273062 |  | 01-02-43-17 | 1 | EA | MODULE, FIXED TIME LIMTR. | IR03-0035 |  |  | WESTINGHOUSE | 589C371G01
SJG-I | 5999271421 |  | 01-02-43-17 | 1 | EA | MODULE, REACTIVE CURR COM | IR03-0033 |  |  | WESTINGHOUSE | 588C640G01
SJG-I | 5999273088 |  | 01-02-43-17 | 1 | EA | MODULE, SIGNAL MIXING | IR03-0038 |  |  | WESTINGHOUSE | 588C631G01
SJG-I | 5999271843 |  | 01-02-43-17 | 1 | EA | MODULE, VAGE REG | IR03-0036 |  |  | WESTINGHOUSE | 589C537G01
SJG-I | 6695394244 |  | 01-02-43-17 | 1 | EA | TRANSDUCER, VOLTAGE, ISOLN, 100 MV, WESTINGHOUSE ELECTRIC CO | IR03-0037 |  |  | WESTINGHOUSE | 688C593G07
SJG-I | 4810137721 |  | 01-02-43-18 | 1 | KT | LINER, KIT/VLV, 2" VLV | IR03-0053 |  |  | AMRI INC. | 42,088,015
SJG-I | 4810137754 |  | 01-02-43-18 | 8 | KT | LINER, KIT/VLV, 3" VLV | IR03-0055 |  |  | AMRI INC. | 42,088,018
SJG-I | 4810137895 |  | 01-02-43-18 | 1 | EA | OPERATOR, GEAR | IR03-0067 |  |  | ARMR INC. | MR50
SJG-I | 5330228247 |  | 01-02-43-18 | 1 | KT | O-RING, KIT | IR03-0061 |  |  | AMRI INC. | BY DESCRP
SJG-I | 5330228254 |  | 01-02-43-18 | 20 | KT | O-RING, KIT | IR03-0066 |  |  | AMRI INC. | BY DESCRP
SJG-I | 4810137812 |  | 01-02-43-18 | 1 | KT | SHAFT, KIT REBUILD | IR03-0045 |  |  | AMRI INC | 42087981
SJG-I | 4810137861 |  | 01-02-43-18 | 1 | KT | SHAFT, KIT, REBUILD 8" FIG. H4 | IR03-0049 |  |  | AMRI INC/ | 42,087,987
SJG-I | 4810137788 |  | 01-02-43-18 | 2 | KT | SHAFT, KIT, REBUUILD 10" FIG. H2 | IR03-0050 |  |  | AMRI INC. | 42,087,988
SJG-I | 4540000124 |  | 01-02-43-19 | 200 | FT | CABLE, HEAT TRACE, SELF LIMTNG, 240V, 50 F, 10, RAYCHEM 10AT | IR04-0042 |  |  | RAYCHEM CORPORATION | 10QTVR2-CT
SJG-I | 6110294151 |  | 01-02-43-19 | 1 | EA | POWERSUPPLY, AC, DC, DIAMOND POWER SPECIALTY C, 321740-1045 | IR90-0070 |  |  | DIAMOND POWER SPECIA | 321740-1045
SJG-I | 6630323134 |  | 01-02-43-19 | 1 | EA | RECEIVER, ELECTRONIC, SINGLE CHNL, LEEDS & NORTHRUP, 7083-11 | IR04-0059 |  |  | LEEDS & NORTHRUP | 7073-11-03-105-120-2
SJG-I | 5930233126 |  | 01-02-43-19 | 1 | EA | SWITCH, PRESSURE, DIFF/INDI, 120V, 2, 0-100PSI, 40-45PSI,316 | IR04-0052 |  |  | ITT BARTON | 288A
SJG-I | 5960000353 |  | 01-02-43-19 | 30 | EA | TUBE, ASSY, FORNEY INTERNATIONAL, INC. 07302500 | IR04-0055 |  |  | FORNEY INTERNATIONAL | 07302500
SJG-I | 5365215325 |  | 01-02-44-01 | 1 | EA | BUSHING, GUIDE, PSTN/RD, BRONZE, BETTIS CORPORATION, 9096 | IR10-0011 | IR01-0998 |  | BETTIS CORPORATION | 9096
SJG-I | 5910223014 |  | 01-02-44-01 | 1 | EA | CAPACITOR, 2000 DC V, 0.50 UF, GENERAL ELEC, 23F1092G202 | IR01-0993 |  |  | GENERAL ELECTRIC CO. | 23F1092G202
SJG-I | 5925231853 |  | 01-02-44-01 | 4 | EA | CONTACT, ELECTRICAL, CONDR, ELASTIMOLD DIVISION, 650LRC-40 | IR01-0998 |  |  | ELASTIMOLD DIVISION | 650LRC-40
SJG-I | 5925230293 |  | 01-02-44-01 | 3 | EA | CONTACT, ELECTRICAL, MOVABLE MAIN, ABB POWER T&D, 591C651G01 | IR01-0997 |  |  | ABB POWER T&D CO. | 591C651G01
SJG-I | 5920228623 |  | 01-02-44-01 | 2 | EA | FUSE, 440/600 V, D15 | IR01-0995 |  |  | GOULD, INC. | D15A005
SJG-I | 5930228027 |  | 01-02-44-01 | 1 | EA | OPERATOR, SWITCH/TD, HD/OIL TIGHT, 120V, NEMA 13 | IR01-1000 |  |  | CUTLER-HAMMER, INC. | E30CA
SJG-I | 5365217370 |  | 01-02-44-01 | 9 | ST | RING, EXPANDER, 3", W/ GSKT, RED HEAD BRASS INC, BY DESCRP | IR14-0298 | IR01-0990 | RED HEAD BRASS INC | FARMINGTON FIRE EQUI | BY DESCRP
SJG-I | 5365212504 |  | 01-02-44-01 | 5 | EA | RING, KIT/SET, SPRING PHG, (6) RNGS | IR01-0987 |  |  | INGERSOLL-RAND CO | 1A11G25
SJG-I | 5365216695 |  | 01-02-44-01 | 1 | EA | RING, LANTERN | IR01-0989 |  |  | GOULDS PUMPS, INC. | 7693
SJG-I | 5365210219 |  | 01-02-44-01 | 4 | EA | RING, LANTERN, HELMICK CORP, SK-1975 | IR01-0961 |  |  | HELMICK CORP | SK-1975
SJG-I | 5365217842 |  | 01-02-44-01 | 7 | EA | RING, RETAINING, SNAP, STL, KENNEDY VALVE MFG. CO., 3 | IR01-0991 |  |  | KENNEDY VALVE MFG. C | 3
SJG-I | 5925232141 |  | 01-02-44-01 | 2 | EA | ROLLER, LATCH, GENERAL ELECTRIC CO, 414A112P1 | IR01-0999 |  |  | GENERAL ELECTRIC CO. | 414A112P1
SJG-I | 5905229026 |  | 01-02-44-01 | 1 | EA | THERMISTOR, ASSY, REXNORD, 096-852 | IR01-0992 |  |  | REXNORD | 096-852
SJG-I | 4810128597 |  | 01-02-44-02 | 1 | EA | CARTRIDGE, DISCHARGE, VLV, | IR01-0110 |  |  | CALGON CORPORATION | 3600-8539-2
SJG-I | 4320088968 |  | 01-02-44-02 | 1 | EA | IMPELLER, PUMP, GOULDS 102-365-1203, WU:GOULDS VERTICAL PMP | IR01-0107 |  |  | GOULDS PUMPS, INC | 1023651203/ITEM 101
SJG-I | 5355192815 |  | 01-02-44-02 | 20 | EA | KNOB, CONTROL, SELCTR SW, GAI-TRONICS CORP, 12508-001 | IR01-0117 |  |  | GAI-TRONICS CORPORAT | 12508-001
SJG-I | 5310156863 |  | 01-02-44-02 | 1 | EA | NUT, SHAFT SLEEVE, HASTALLOY C | IR99-0297 |  |  | ABS PUMP CO | BY DESCRP
SJG-I | 4810129132 |  | 01-02-44-02 | 10 | EA | PIN, ADJING RNG/LOW, DRESSER INDUSTRIAL VALVE, VP813A | IR01-0112 |  |  | DRESSER INDUSTRIES, | VP813A
SJG-I | 4810129124 |  | 01-02-44-02 | 3 | EA | PIN, ADJING RNG/UP, DRESSER INDUSTRIAL VALVE, VP813J | IR01-0111 |  |  | DRESSER INDUSTRIES, | VP813J
SJG-I | 5330178152 |  | 01-02-44-02 | 1 | EA | RING, SEALING, PROTECTOR, 316SS | IR01-0116 |  |  | FISHER CONTROLS CO | 10A3155-X022
SJG-I | 4320085592 |  | 01-02-44-02 | 1 | EA | SLEEVE, SHAFT, COMPRESSOR, ITEM 042 | IR01-0105 |  |  | A-C COMPRESSOR CORP | 16-141-317-013
SJG-I | 4730123918 |  | 01-02-44-02 | 2 | EA | UNION, PIPE, 3", 316SS, SCKT WELD, ANY MFG, BY DESCRP | IR01-0109 |  |  | ANY MFG | BY DESCRP
SJG-I | 4730115260 |  | 01-02-44-02 | 10 | EA | UNION, PIPE, 3/8", CARPENTER 20, SCKT WELD, 3000 LB, ANY MFG, BY DESCRP | IR01-0108 |  |  | ANY MFG | BY DESCRP
SJG-I | 5999283509 |  | 01-02-44-04 | 1 | EA | BOARD, CIRCUIT, PRINTED, XDCR, RELIANCE ELECTRIC CO., 0-51831-2, ITEM OBSOLETE TO SJGS | IR97-0182 |  |  | RELIANCE ELECTRIC | CVTC0518312
SJG-I | 6105290339 |  | 01-02-44-04 | 3 | EA | BOX, ELECTRICAL, SPACE HTR, RELIANCE ELECTRIC CO., 75458/R | IR97-0186 |  |  | RELIANCE ELECTRIC CO | 75458/R
SJG-I | 6695392776 |  | 01-02-44-04 | 3 | EA | DRIVE, UNIT, FOXBORO COMPANY, N0302KC | IR97-0198 |  |  | FOXBORO | N0302KC
SJG-I | 6695396066 |  | 01-02-44-04 | 1 | EA | DRIVE, UNIT, FOXBORO COMPANY, N0302KE | IR97-0201 |  |  | FOXBORO | N0302KE
SJG-I | 6695396074 |  | 01-02-44-04 | 1 | EA | DRIVE, UNIT, NITINOL, FOXBORO COMPANY, N0307UB | IR97-0202 |  |  | FOXBORO | N0307UB
SJG-I | 4320090907 |  | 01-02-44-04 | 2 | EA | GLAND, PACKING, HALF, NON-ASB, WORTHINGTON 9901609-1 | IR97-0152 |  |  | WORTHINGTON | 9901609-1
SJG-I | 5310153431 |  | 01-02-44-04 | 3 | EA | NUT, GENERAL ELECTRIC CO, U615X000P0220 | IR97-0109 |  |  | GENERAL ELECTRIC CO. | U615X000P0220
SJG-I | 4320090923 |  | 01-02-44-04 | 1 | EA | PLATE, PROTECTED | IR97-0153 |  |  | WORTHINGTON | 21149362
SJG-I | 5999283491 |  | 01-02-44-04 | 1 | EA | POWER SUPPLY, BOARD, PRINTED CIRCUIT | IR97-0181 |  |  | RELIANCE ELECTRIC | 0518905
SJG-I | 4320090931 |  | 01-02-44-04 | 1 | EA | SPACER | IR97-0154 |  |  | WORTHINGTON | 21142794
SJG-I | 4320090899 |  | 01-02-44-04 | 1 | EA | STUFFING BOX, PUMP | IR97-0151 |  |  | WORTHINGTON | 21147911
SJG-I | 5925230210 |  | 01-02-44-05 | 1 | EA | BREAKER, CIRCUIT, 480 V, 20 A, 2, EHB FRAME, BROWN BOVERI INC., EHB2020 | IR01-0726 |  |  | BROWN BOVERI INC. | EHB2020
SJG-I | 4730107366 |  | 01-02-44-05 | 5 | EA | CAP, PROTECTIVE, DUST, 3", GARDNER-DENVER COMPANY, 8500533 | IR01-0724 |  |  | GARDNER-DENVER CO | 8500533
SJG-I | 4320088497 |  | 01-02-44-05 | 1 | EA | NUT, IMPELLER, 316 SS | IR01-0730 |  |  | LAWRENCE PUMPS, INC. | 37
SJG-I | 4320087267 |  | 01-02-44-05 | 2 | EA | PLATE, CONTOUR/PROCESS SIDE | IR01-0722 |  |  | MILTON ROY CO | 298-0007-016
SJG-I | 3110071507 |  | 01-02-44-05 | 1 | EA | RETAINER, BEARING, ITEM #652 | IR01-0733 |  |  | GOULDS PUMPS, INC. | 652
SJG-I | 5330224428 |  | 01-02-44-05 | 1 | EA | SEAL, BUXH, 1"W, TEFLON/GL | IR01-0729 |  |  | LAPMASTER INTERNATIO | A24-1000-050
SJG-I | 4810121899 |  | 01-02-44-05 | 1 | EA | SEAT, VALVE, RING, 1-1/4" | IR01-0727 |  |  | THE LESLIE COMPANY | 52641
SJG-I | 3040056206 |  | 01-02-44-05 | 1 | EA | SHAFT, DRIVE, PUMP, 303 SS, GOULDS, 077154122231 | IR01-0728 |  |  | JAMES S. KONE & COMP | 077154122231
SJG-I | 4730108810 |  | 01-02-44-05 | 1 | EA | STRAINER, "Y", 1", 150#, FLANGED | IR01-0731 |  |  | ANY MFG | BY DESCRP
SJG-I | 4820125559 |  | 01-02-44-05 | 1 | EA | VALVE, PLUG, 3/4", 316SS, SW, 300 PSI | IR01-0725 |  |  | TUFLINE, DIV. OF XOM | 0366
SJG-I | 6695393840 |  | 01-02-44-06 | 1 | EA | AMPLIFIER, 100 MV V, LEEDS & NORTHRUP, 101377 | IR97-0103 |  |  | LEEDS & NORTHRUP | 101377
SJG-I | 9320000319 |  | 01-02-44-06 | 1 | EA | BELLOWS, ASSY, ROSEMOUNT ANALYTICAL, 474295-22 | IR97-0095 |  |  | ROSEMOUNT ANALYTICAL | 474295-22
SJG-I | 9320000327 |  | 01-02-44-06 | 1 | EA | BELLOWS, ASSY, ROSEMOUNT ANALYTICAL, 474295-24 | IR97-0096 |  |  | ROSEMOUNT ANALYTICAL | 474295-24
SJG-I | 5365209500 |  | 01-02-44-06 | 2 | EA | BUSHING, VALVE, STEM, THE WM. POWELL COMPANY, 23269 | IR97-0101 |  |  | WM POWELL CO | 23269
SJG-I | 5910224384 |  | 01-02-44-06 | 1 | EA | CAPACITOR, 70 MF, ELECTRICAL UTILITIES CO, 921-560701 | IR97-0102 |  |  | ELECTRICAL UTILITIES | 921560701
SJG-I | 6685362995 |  | 01-02-44-06 | 1 | EA | CAPSULE, ASSY, FOXBORO ANALYTICAL, P0121AT | IR97-0091 |  |  | THE FOXBORO COMPANY | P0121AT
SJG-I | 6685364165 |  | 01-02-44-06 | 1 | EA | CAPSULE, ASSY, FOXBORO N0150ZP | IR97-0092 |  |  | FOXBORO | N0150ZP
SJG-I | 5330171413 |  | 01-02-44-06 | 3 | ST | GASKET, KIT, VALVE, NON-ASB, (1) SEAT RNG 1R3844X0052, (1) SEAT RNG 1R384599442, (1) SEAT RNG 1R3847X0032, (1) SEAT RNG 16A1939X012, FISHER CO | IR05-0435 |  |  | FISHER CONTROLS CO | RGASKETX192
SJG-I | 7025000055 |  | 01-02-44-06 | 1 | EA | POWER PACK, POWER SUPPLY, 120V, INPUT | IR97-0104 |  |  | DATA PRODUCTS | 801096003
SJG-I | 5999279150 |  | 01-02-44-07 | 1 | EA | BOARD, CIRCUIT, PRINTED, TIMER, U.S. FILTER/PERMUTIT, 4112-199 | IR97-0082 |  |  | PERMUTIT CO | 4112199
SJG-I | 5999278236 |  | 01-02-44-07 | 2 | EA | MODULE, ANALOG | IR97-0080 |  |  | ROSEMOUNT ANALYTICAL | 4996892
SJG-I | 5999278350 |  | 01-02-44-07 | 2 | EA | MODULE, BOOSTER | IR97-0081 |  |  | EXIDE POWER | 101071699
SJG-I | 5925231192 |  | 01-02-44-07 | 1 | EA | POWER SENSOR | IR97-0047 |  |  | GENERAL ELECTRIC | 1841410G45
SJG-I | 5925231176 |  | 01-02-44-07 | 1 | EA | POWER SUPPLY | IR97-0045 |  |  | GENERAL ELECTRIC | 156C4508G10
SJG-I | 5925231184 |  | 01-02-44-07 | 1 | EA | POWER SUPPLY | IR97-0046 |  |  | GENERAL ELECTRIC | 152C9262G10
SJG-I | 5999279218 |  | 01-02-44-07 | 2 | EA | RECTIFIER, GENERAL ELECTRIC, 305357 | IR97-0084 |  |  | GENERAL ELECTRIC COM | 305357
SJG-I | 5930232011 |  | 01-02-44-07 | 1 | EA | SWITCH, DISCONNECT, CUT-OFF | IR97-0049 |  |  | GENERAL ELECTRIC | 192A7153P7
SJG-I | 5950248012 |  | 01-02-44-08 | 1 | EA | COIL, ELECTRICAL, CLOSING, GENERAL ELECTRIC CO, 366A773G13 | IR01-0767 |  |  | GENERAL ELECTRIC CO | 366A773G13
SJG-I | 4730112887 |  | 01-02-44-08 | 2 | EA | LATROLET, PIPE, 6" X 3/4", 316SS, THRDED | IR01-0765 |  |  | ANY MFG | BY DESCRP
SJG-I | 4810127870 |  | 01-02-44-08 | 1 | EA | LEVER, VALVE OPERATOR, HENRY PRATT CO., 111690, WU: RAW WATER ISOLATION VALVE, LAKE STATION | IR01-0768 |  |  | HENRY PRATT CO | 111690
SJG-I | 6685364207 |  | 01-02-44-08 | 1 | EA | MANIFOLD, RELAY FOXBORO C0146N | IR01-0762 |  |  | FOXBORO COMPANY | CO146N
SJG-I | 6625000887 |  | 01-02-44-08 | 2 | EA | METER, ELECTRICAL, V | IR01-0753 |  |  | EXIDE POWER SYSTEMS | 136-301-087
SJG-I | 5310161962 |  | 01-02-44-08 | 1 | EA | NUT, IMPELLER, 316SS | IR01-0757 |  |  | WORTHINGTON PUMPS CO | 390087-2
SJG-I | 5340189405 |  | 01-02-44-08 | 2 | EA | SADDLE,4" X 1", BONDSTRAND, SERIES 4000-5000 W/316SS BUSHING | IR01-0758 |  |  | AMERON | BY DESCRP
SJG-I | 5950250703 |  | 01-02-44-08 | 2 | EA | TRANSFORMER, MULTI-TAP, SIGNAL TRANSFORMER, MV-12 | IR01-0769 |  |  | SIGNAL TRANSFORMER C | MV-12
SJG-I | 4810121600 |  | 01-02-44-08 | 1 | EA | VALVE, SOLENOID, 2-WAY/NO, 3/4", 1/2", BRS, FNPT,5-125 PSI | IR01-0764 |  |  | ASCO | 8222A17
SJG-I | 4810121501 |  | 01-02-44-08 | 1 | EA | VALVE, SOLENOID, 3 WAY/NO, 3/8", 5/8", BRS, FNPT, 110/120V | IR01-0766 |  |  | ASCO | 8316C16
SJG-I | 4810124489 |  | 01-02-44-08 | 1 | EA | VALVE, SOLENOID, 3-WAY/NO, 1/2", 5/8", BRS, FNPT, 110/120V | IR01-0755 |  |  | ASCO | WPFT831667
SJG-I | 3110057969 |  | 01-02-44-09 | 2 | EA | BEARING, BALL, SINGLE ROW/THRUST, 3.3465"ID, 5.9055"OD, 2.2047"W, FLUSH GRND/DPLX, FAFNIR BEARING, 7217PW-SV, WU: DECANT PUMP MOTORS | IR01-0784 |  |  | FAFNIR BEARING | 7217PW-SW
SJG-I | 4320087499 |  | 01-02-44-09 | 2 | EA | BUSHING, THRTL, GOULDS A3776-1104, WU:GOULDS PUMP MDLVIT-FF | IR01-0774 |  |  | GOULDS PUMP, INC. | A3776-1104
SJG-I | 5910223576 |  | 01-02-44-09 | 1 | EA | CAPACITOR, 600 DC V, 20 UF, GENERAL ELEC, 44B216128010 | IR01-0776 |  |  | GENERAL ELECTRIC CO. | 44B216128010
SJG-I | 5010002979 |  | 01-02-44-09 | 2 | EA | FILTER, AIR, 0.01 MICRON, MOTOR GUARD, M-30, (2) IN IR01-0770; WU:AIR/WATER SUPPLY SYSTEMS | IR01-0770 |  |  | MOTOR GUARD CORP | M-30
SJG-I | 3110067927 |  | 01-02-44-09 | 2 | EA | PLATE, CLAMP, BEARING | IR01-0780 |  |  | GARDNER-DENVER CO | 8500293
SJG-I | 4320077417 |  | 01-02-44-09 | 2 | EA | RING, WEAR | IR01-0786 |  |  | DUNHAM-BUSH | A2-2282
SJG-I | 3040058079 |  | 01-02-44-09 | 1 | EA | SHAFT, PINION, INPUT, DODGE DIV., RELIANCE ELEC, 245004 | IR01-0775 |  |  | DODGE DIV., RELIANCE | 245004
SJG-I | 6695395175 |  | 01-02-44-09 | 3 | EA | TRANSDUCER, TEMPERATURE, 160-260 DEG. F. | IR01-0777 |  |  | ASCO | QL11A1
SJG-I | 4320077730 |  | 01-02-44-10 | 1 | EA | IMPELLER, (OBS) PUMP, 9-7/8"DIA, WORTHINGTON PUMPS CORP., 2104730-1 | IR01-0361 |  |  | WORTHINGTON PUMPS CO | 2104730-1
SJG-I | 4320076914 |  | 01-02-44-10 | 3 | EA | IMPELLER, OPEN, 1", 12"DIA, 316SS | IR00-0529 |  |  | ALLIS CHALMERS | 52-321-473-101
SJG-I | 4320077490 |  | 01-02-44-10 | 1 | EA | IMPELLER, PUMP, 12-1/2"D, 316SS, CD4McU, PUMP PART CY36847A | IR98-1244 |  |  | THE DURIRON CO | CY368474A
SJG-I | 3030053775 |  | 01-02-44-12 | 1 | EA | BELT, DRIVE, V, 32.000", 0.625", 0.344"THK, NATL PROD 5L320 | IR12-0001 |  |  | NATIONAL PRODUCTS, I | 5L320
SJG-I | 5945244415 |  | 01-02-44-12 | 1 | EA | RELAY, GENERAL ELECTRIC COMPANY, 12HFA51A42H | IR96-0539 |  |  | GENERAL ELECTRIC CO. | 12HFA51A42H
SJG-I | 3110071226 |  | 01-02-44-12 | 1 | EA | WASHER, LOCKING, BRG, VIKING 2-805-045-375, FOR MDL AK95M | IR12-0002 |  |  | VIKING PUMP DIVISION | 2-805-045-375
SJG-I | 5130000937 |  | 01-02-44-23 | 26 | EA | ABRASIVE, WHEEL, CUP, 3"DIA, 1/2", 3/8 IN-24, 18100 RPM, RND | IR01-0115 |  |  | SUPPLIERS TO INDUSTR | BY DESCRP
SJG-I | 5999273435 |  | 01-02-45-01 | 1 | EA | BOARD, CIRCUIT, PRINTED, 12 DC V, RILEY CO., 70-AR13 | IR00-0135 |  |  | AMETEK INC. | 70-AR13
SJG-I | 5999276537 |  | 01-02-45-01 | 1 | EA | BOARD, CIRCUIT, PRINTED, AMPL/RATE, WESTINGHOUSE ELECTRIC COR, 0398530001 | IR00-0137 |  |  | WESTINGHOUSE ELECTRI | 0398530001
SJG-I | 5999274870 |  | 01-02-45-01 | 1 | EA | BOARD, CIRCUIT, PRINTED, AMPL/SERVO, ROSEMOUNT ANALYTICAL, 263C145G02 | IR00-0136 |  |  | ROSEMOUNT ANALYTICAL | 263C145G02
SJG-I | 5999269334 |  | 01-02-45-01 | 1 | EA | BOARD, CIRCUIT, PRINTED, INPUT, FOXBORO CO., 2A1-13V | IR00-0144 |  |  | FOXBORO CO. | 2A1-13V
SJG-I | 5999278475 |  | 01-02-45-01 | 1 | EA | BOARD, CIRCUIT, PRINTED, OSCILLATOR/BLCKING, ROSEMOUNT ANALYTICAL, 378755 | IR98-0099 |  |  | ROSEMOUNT | 378755
SJG-I | 5999270282 |  | 01-02-45-01 | 1 | EA | BOARD, CIRCUIT, PRINTED, ROSEMOUNT ANALYTICAL, 2822A82G01 | IR00-0133 |  |  | ROSEMOUNT ANALYTICAL | 2822A82G01
SJG-I | 5999273419 |  | 01-02-45-01 | 2 | EA | BOARD, CIRCUIT, PRINTED, SOLIDSTATE CONTROLS, 80-206533-90 | IR00-0134 |  |  | SOLIDSTATE CONTROLS | 80-206533-90
SJG-I | 3020055871 |  | 01-02-45-01 | 1 | EA | GEAR, 30:1, BURHANS-SHARPE, BY DESCRP, (IR00-0167) | IR00-0167 |  |  | BURHANS-SHARPE | BY DESCRP
SJG-I | 3040055240 |  | 01-02-45-01 | 1 | EA | SHAFT, IDLER, PNM MACHINE SHOP, SJS-M350 | IR00-0170 |  | PINON ASSOCIATES, IN | PNM MACHINE SHOP | SJS-M350
SJG-I | 6625000986 |  | 01-02-45-02 | 4 | EA | BOARD, CIRCUIT, PRINTED, AMPL, ABB KENT-TAYLOR, 125S10072 | IR00-0142 |  |  | ABB KENT-TAYLOR | 125S10072
SJG-I | 5999286213 |  | 01-02-45-02 | 1 | EA | BOARD, CIRCUIT, PRINTED, CNTRL/GRND RLY, C & D BATTERIES DIV | IR00-0153 |  |  | C & D BATTERIES DIV. | KBC-3079-130
SJG-I | 5940240954 |  | 01-02-45-02 | 1 | EA | BOARD, TERMINAL, MILLTRONICS, 51012421 | IR00-0149 |  |  | MILLTRONICS | 51012421
SJG-I | 4320081526 |  | 01-02-45-02 | 1 | EA | CAP, OBSOLETE, PROPELLER, ABS PUMP COMPANY, 61, (IR00-0141) | IR00-0141 |  |  | ABS PUMP CO | 61
SJG-I | 4320083019 |  | 01-02-45-02 | 1 | EA | HEAD, DIAPHRAGM, CS, MILTON ROY COMPANY, 221-0232-016 | IR00-0145 |  |  | MILTON ROY CO. | 221-0232-016
SJG-I | 4320078688 |  | 01-02-45-02 | 1 | EA | IMPELLER, PUMP, 6"DIA, BRONZE, GOULDS PUMPS, 97-135-1103 | IR97-0043 |  |  | GOULDS PUMPS | 971351103
SJG-I | 4820126722 |  | 01-02-45-02 | 1 | EA | VALVE, BLOCK, EHC, NON-ASB, TELEDYNE RELAYS, 11-675-1-2, WU:EHC SYSTEM, U-3&4 | IR00-0156 |  |  | GENERAL ELECTRIC CO. | U5234X00P0004
SJG-I | 4320085071 |  | 01-02-45-03 | 2 | KT | DRIVE, KIT/REPAIR, RELIANCE ELECTRIC CO., 415-112-65KA | IR00-0190 |  |  | RELIANCE ELECTRIC | 415-112-65KA
SJG-I | 4320085410 |  | 01-02-45-03 | 1 | EA | IMPELLER, CLOSED, 11.6"DIA, ALLOY 20, WORTHINGTON PUMPS CORP., 960369 | IR00-0192 |  |  | WORTHINGTON PUMPS | 960369
SJG-I | 4320084843 |  | 01-02-45-03 | 1 | EA | IMPELLER, FULL, 7-3/8"DIA, 9"L, ALLOY 20, A.R. WILFLEY & SONS INC., AG 5255 | IR00-0184 |  |  | A.R. WILFLEY & SONS | AG 5255
SJG-I | 4320084850 |  | 01-02-45-03 | 1 | EA | IMPELLER, OPEN, 1" DURIMET 20 | IR00-0185 |  |  | DURIRON CO. | 103
SJG-I | 4320085444 |  | 01-02-45-03 | 1 | EA | INDUCER, WORTHINGTON PUMPS CORP., 9603521 | IR00-0193 |  |  | WORTHINGTON PUMPS | 9603521
SJG-I | 5340189678 |  | 01-02-45-03 | 1 | EA | KEEPER, SPLIT | IR00-0196 |  |  | EIMCO | 86987A
SJG-I | 3960000150 |  | 01-02-45-03 | 1 | EA | PLATE, SUPPORT | IR00-0181 |  |  | ALIMAK | 3000-272-908
SJG-I | 4320085246 |  | 01-02-45-03 | 1 | AS | ROTOR, PUMP, SHAFT | IR00-0191 |  |  | VIKING PUMP | 3-568-476-312-20
SJG-I | 3110068453 |  | 01-02-45-03 | 1 | EA | SEAT, BRG/SLIDING, EIMCO PROCESSING MACHINER, 201735A1A | IR00-0171 |  |  | EIMCO PROCESS EQUIPM | 201735A1A
SJG-I | 4320084884 |  | 01-02-45-03 | 2 | EA | SHOE, JOURNAL, 2-1/2" L | IR00-0188 |  |  | ALLIS-CHALMERS | 16-630-129-006
SJG-I | 4320084892 |  | 01-02-45-03 | 1 | EA | SHOE, JOURNAL, 2-1/2" L | IR00-0189 |  |  | ALLIS-CHALMERS | 16-139-909-116
SJG-I | 4320084876 |  | 01-02-45-03 | 1 | EA | SHOE, JOURNAL, 4" L | IR00-0187 |  |  | ALLIS-CHALMERS | 16-139-909-115
SJG-I | 4320084868 |  | 01-02-45-03 | 4 | EA | SHOE, JOURNAL, 4"L | IR00-0186 |  |  | ALLIS-CHALMERS | 16-630-129-001
SJG-I | 4140001662 |  | 01-02-45-04 | 1 | EA | ADAPTER, TOOL, RATCHET, BAILEY CONTROLS, 5324100A1 | IR00-0237 |  |  | BAILEY CONTROLS | 5324100A1
SJG-I | 3110072125 |  | 01-02-45-04 | 1 | ST | BEARING, ROLLER, 41622.7, CONE/CUP, 2.8750"ID, 6.3750"OD, 1.8750"W, INGERSOLL - RAND COMPANY, 90A19T762X752 | IR00-0235 |  |  | INGERSOLL-RAND | 90A19T762X752
SJG-I | 5999284960 |  | 01-02-45-04 | 2 | EA | BOARD, CIRCUIT, PRINTED, SHUTTLE FAILURE ALARM, MONITOR LABS, 800300-49-2, CEM | IR00-0234 |  |  | MONITOR LABS | 800300-49-2
SJG-I | 4810133266 |  | 01-02-45-04 | 2 | EA | BUSHING, VALVE, PNM MACHINE SHOP, SJS-M486, ATWOOD-MERRILL, 35413-303-4261-031 | IR00-0226 |  |  | ATWOOD-MERRILL | 35413-303-4261-031
SJG-I | 4810133332 |  | 01-02-45-04 | 2 | EA | BUSHING, VALVE, PNM MACHINE SHOP, SJS-M488, ATWOOD-MERRILL, 35215-304-4261-031 | IR00-0219 |  |  | ATWOOD-MERRILL | 35215-304-4261-031
SJG-I | 4310074895 |  | 01-02-45-04 | 1 | EA | CONNECTOR, SPRAY NOZZLE, ELLIOTT COMPANY, 849388-1 | IR00-0242 |  |  | ELLIOTT CO | 849388-1
SJG-I | 4310074903 |  | 01-02-45-04 | 1 | EA | CONNECTOR, SPRAY NOZZLE, MALE CRIMP, ELLIOTT COMPANY, 837360-4 | IR00-0243 |  |  | ELLIOTT CO | 837360-4
SJG-I | 4820127514 |  | 01-02-45-04 | 1 | EA | COOLER, AIR, INTER/RLF, INGERSOLL - RAND COMPANY, 2R47053 | IR00-0250 |  | COMPRESSOR ENGINEERI | INGERSOLL - RAND COM | 2R47053
SJG-I | 4820127522 |  | 01-02-45-04 | 1 | EA | COOLER, AIR, INTER/RLF, INGERSOLL - RAND, 2W90714 | IR00-0251 |  |  | ACRODYNE CORP. | 2W90714
SJG-I | 4820127530 |  | 01-02-45-04 | 1 | EA | DIAPHRAGM, BODY, INGERSOLL-RAND COMPANY, 1W24059 | IR00-0252 |  | COMPRESSOR ENGINEERI | INGERSOLL-RAND COMPA | 1W24059
SJG-I | 4810134041 |  | 01-02-45-04 | 1 | EA | DISC, VALVE, ASSEMBLY, 6", VALTEK INC, 20036-737-000 | IR00-0245 |  |  | VALTEK, INC | 20036-737-000
SJG-I | 4810134868 |  | 01-02-45-04 | 1 | EA | FLANGE, BONNET, VALVE, 6"ID, 150 LB, VALTEK INC, 006031-150-000 | IR00-0248 |  |  | VALTEK INC | 006031-150-000
SJG-I | 4810134058 |  | 01-02-45-04 | 1 | EA | FLANGE, GLAND, VALTEK INC, 017846-150-000 | IR00-0246 |  |  | VALTEK INC | 017846-150-000
SJG-I | 4810131203 |  | 01-02-45-04 | 11 | EA | LINER, GUIDE, TEFLON, 450 DEG F, LONGERAN VALVE DIVISION, 53 | IR00-0209 |  | GEBHARD & BOYD ASSOC | LONGERAN VALVE DIVIS | 53
SJG-I | 5330174615 |  | 01-02-45-04 | 2 | ST | O-RING, KIT, (2)260,(1)127,(1)020,(1)231,(1)232,(3)236 | IR00-0253 |  |  | GENERAL ELECTRIC | 115D2402G0001
SJG-I | 4810134033 |  | 01-02-45-04 | 1 | EA | RETAINER, SEAT | IR00-0244 |  |  | VALTEK INC | 031273-150-000
SJG-I | 4810134082 |  | 01-02-45-04 | 1 | EA | RING, RETAINING | IR00-0247 |  |  | VALTEK INC | 030328-150-000
SJG-I | 5365217685 |  | 01-02-45-04 | 1 | EA | RING, VENT, R.P. ADAMS, 919 | IR00-0249 |  |  | ADAMS | 919
SJG-I | 4810136004 |  | 01-02-45-04 | 1 | EA | SCREW, REGULATING | IR00-0256 |  |  | VALTEK, INC | 001190-029-002
SJG-I | 3040056594 |  | 01-02-45-04 | 1 | EA | SHAFT, DRIVE, PUMP, DE LAVAL TURBINE INC., T480A | IR00-0210 |  |  | IMO PUMP | T480A
SJG-I | 3040056685 |  | 01-02-45-04 | 2 | EA | SHAFT, GLEASON REEL, G01112 | IR00-0211 |  |  | GLEASON REEL | G01112
SJG-I | 6110297592 |  | 01-02-45-04 | 1 | EA | THERMOSTAT, CONTROL, COOLING, 3/4"DIA, 50-350 DEG F, SARCO, | IR00-0233 |  |  | SARCO | T-44
SJG-I | 5962250915 |  | 01-02-45-06 | 5 | EA | BOARD, CIRCUIT, PRINTED, LOGIC, HATHAWAY BETA PROCESS 3019361B1K | IR00-0358 |  |  | HATHAWAY BETA PROCES | 3019361B1K
SJG-I | 5935235985 |  | 01-02-45-06 | 2 | EA | CONNECTOR, BUS, FLEX, 800 MCM W, ABB POWER T&D CO., 113C387 | IR00-0353 |  |  | ABB POWER T&D CO | 113C387
SJG-I | 5935235977 |  | 01-02-45-06 | 2 | EA | CONNECTOR, BUS, FLEX, 800 MCM W, ABB POWER T&D CO., 113C387H | IR00-0352 |  |  | ABB POWER T & D COMP | 113C387H51
SJG-I | 5935235654 |  | 01-02-45-06 | 2 | EA | CONNECTOR, BUS, FLEX/DISCONNECT, ABB POWER T&D CO, CN5881003 | IR00-0351 |  |  | ABB POWER T&D CO. | CN5881003
SJG-I | 3960000333 |  | 01-02-45-06 | 1 | EA | DAMPER, MECHANICAL, ALIMAK ELEVATOR, 3001-897-121, WU:LINDENALIMAK MINI SCANDO STACK ELEVATOR | IR00-0262 |  |  | ALIMAK ELEVATOR CO | 3001-897-121
SJG-I | 5345000524 |  | 01-02-45-06 | 1 | EA | DISC, VALVE, BRONZE, CRANE CO., 016-06-0N-01, WU: CHICAGO HEATER DEAERATOR | IR00-0326 |  |  | CRANE CO. | 016-06-0N-01
SJG-I | 5010003993 |  | 01-02-45-06 | 2 | EA | FILTER, VENT, GENERAL ELECTRIC, 254A7280P0002 | IR00-0259 |  |  | GENERAL ELECTRIC COM | 254A7280P0002
SJG-I | 4810135980 |  | 01-02-45-06 | 1 | EA | FLANGE, BONNET, VALVE, 4"ID, 600 LB, VALTEK INC, 001216-150-000 | IR00-0258 |  |  | VALTEK, INC | 001216-150-000
SJG-I | 5365212843 |  | 01-02-45-06 | 1 | EA | HOUSING, ASSY, EIMCO PROCESSING MACHINER, L202316 | IR00-0329 |  |  | EIMCO PROCESSING | L202316
SJG-I | 5945245248 |  | 01-02-45-06 | 1 | EA | RELAY, CONTROL, INSTANTANEOUS TRIP, 600 AC/DC V, 600 VAC/VDC | IR00-0355 |  |  | ALLEN-BRADLEY CO. | 809-A04E
SJG-I | 5945245313 |  | 01-02-45-06 | 3 | EA | RELAY, OVERLOAD, 600/120 V, 10 A, GOULD, E20E0L2K1 | IR00-0357 |  |  | GOULD, INC, CORP | E20E0L2K1
SJG-I | 5945245289 |  | 01-02-45-06 | 1 | EA | RELAY, OVERLOAD, 600/120 V, 10 A, GOULD, INC., CORPORAT | IR00-0356 |  |  | GOULD, INC., CORPORA | E20C0L2K1
SJG-I | 5365211746 |  | 01-02-45-06 | 2 | EA | SEAT, VALVE, FLEX, 3-1/2" OD, CS | IR00-0328 |  |  | DIAMOND POWER | 3106711116
SJG-I | 5360203029 |  | 01-02-45-06 | 1 | EA | SPRING, EIMCO PROCESSING, 21092SS | IR00-0327 |  |  | EIMCO PROCESSING | 21092SS
SJG-I | 4810136012 |  | 01-02-45-06 | 1 | EA | STEM, VALVE, ACTR | IR00-0257 |  |  | VALTEK, INC | 001737-159-000
SJG-I | 3960000390 |  | 01-02-45-06 | 1 | EA | WHEEL, FAN, ALIMAK ELEVATOR, 3000-392-241, WU:LINDEN ALIMAK MINI SCANDO STACK ELEVATORS | IR00-0264 |  |  | ALIMAK ELEVATOR CO | 3000-392-241
SJG-I | 5962250956 |  | 01-02-45-07 | 20 | EA | CIRCUIT, INTEGRATED, DUAL/ONE-SHOT, HATHAWAY BETA PROCESS IN | IR01-0686 |  |  | BELL INDUSTRIES | BY DESCRP
SJG-I | 5962252069 |  | 01-02-45-07 | 45 | EA | CIRCUIT, INTEGRATED, HV INVERTER, FAIRCHILD, 9110DMQB, WU:FO | IR10-0304 | IR01-0687 |  | GTE SYLVANIA, ELECTR | ECG 9110
SJG-I | 5975264713 |  | 01-02-45-07 | 11 | EA | CONNECTOR, CABLE, 1-1/4"X 3/4", TWIST-LOCK, FEM, FORNEY | IR01-0691 |  |  | FORNEY INTERNATIONAL | MS3116E-10-6S
SJG-I | 5307152222 |  | 01-02-45-07 | 4 | EA | STUD, TURBINE, THROUGH, GENERAL ELECTRIC, U619P204L02 | IR01-0692 |  |  | GENERAL ELECTRIC CO. | U619P204L0250
SJG-I | 5930234314 |  | 01-02-45-07 | 1 | EA | SWITCH, PRESSURE, 160 PSI PROOF PRESSURE | IR01-0695 |  |  | TRANSAMERICA DELAVAL | D1TA80SS
SJG-I | 5930234173 |  | 01-02-45-07 | 2 | EA | SWITCH, PUSHBUTTON, SWBD/ASSY, (10 SWITCHES TO BOARD) | IR01-0694 |  |  | TRANSCAT | 555000-590
SJG-I | 6680340087 |  | 01-02-45-08 | 5 | EA | BODY, FLOW INDICATOR, 1-1/2"W, ACRYLIC, 0.2-2 GPM, BROOKS INSTRUMENT, A085J004MRA | IR01-0663 |  |  | BROOKS INSTRUMENT DI | A085J004MRA
SJG-I | 6695394210 |  | 01-02-45-08 | 2 | EA | CONTACTOR, SLIDEWIRE, HONEYWELL INC, 30078973002 | IR01-0674 |  |  | HONEYWELL, INC. | 30078973002
SJG-I | 6680341291 |  | 01-02-45-08 | 4 | EA | DISC, GLASS, 6-1/4", 1-3/4"DIA, THE ANCHOR PACKING COMPANY, BY DESCRP | IR01-0665 |  |  | THE ANCHOR PACKING C | BY DESCRP
SJG-I | 6680342026 |  | 01-02-45-08 | 5 | EA | GLASS, GAUGE, PLAIN, 1"W, 15"L, 5/8"THK, WU:JRGSN LIQUIDLVEL | IR10-0357 | IR01-0667 |  | JERGUSON GAGE & VALV | 15DA
SJG-I | 5330197947 |  | 01-02-45-08 | 1 | EA | RING, SEALING, BREECH LOCK | IR01-1065 |  |  | ANCHOR DARLING VALVE | 3-S-11012-V6
SJG-I | 5330209536 |  | 01-02-45-08 | 1 | EA | SEAL, OIL/GREASE, 10.750"ID, 12.500"OD, 0.563"W, JOHNS-MANVILLE, 16083LDS | IR01-1067 | JM CLIPPER | 1075-16083 | JOHNS-MANVILLE | 16083LDS
SJG-I | 5330221390 |  | 01-02-45-08 | 1 | EA | SPACER, PACKING CONTROL COMPON | IR01-1071 |  |  | CONTROL COMPONENTS, | 120401086
SJG-I | 6680340277 |  | 01-02-45-08 | 1 | EA | TACHOMETER | IR01-0664 |  |  | STOCK EQUIPMENT CO | 3-Z4746
SJG-I | 6685359694 |  | 01-02-45-08 | 2 | EA | THERMOMETER, 3", 4", 30-240 DEG F, | IR01-0668 |  |  | ABB KENT-TAYLOR, INC | 61BU3104E008
SJG-I | 6685370964 |  | 01-02-45-08 | 1 | EA | THERMOSTAT, CONTROL, CHROMALOX, LUH-TK1-1 | IR01-0673 |  |  | CHROMALOX | LUH-TK1-1
SJG-I | 6685361062 |  | 01-02-45-08 | 3 | EA | THERMOSTAT, CONTROL, SUB ASSY, CHROMALOX, 300-048518-001 | IR01-0670 |  |  | CHROMALOX | 300-048518-001
SJG-I | 6685360536 |  | 01-02-45-08 | 2 | EA | THERMOWELL, 15-5/16"L, 3/8"NPT, LEEDS & NORTHRUP, 3061-2-J-1-15-1-0-1 | IR01-0669 |  |  | LEEDS & NORTHRUP | 3061-2-J-1-15-1-0-1-
SJG-I | 5999278210 |  | 01-02-45-09 | 2 | EA | BOARD, CIRCUIT, OBSOLETE/ PRINTED, DUAL AMPL 3, ROSEMOUNT ANALYTICAL, 499329-003 | IR97-0035 |  |  | ROSEMOUNT ANALYTICAL | 499329003
SJG-I | 6680340376 |  | 01-02-45-09 | 1 | EA | BOARD, CIRCUIT, PRINTED, -10 TO 10 MV V, LEEDS & NORTHRUP, 651689 | IR97-0041 |  |  | LEEDS & NORTHRUP | 651689
SJG-I | 6105289661 |  | 01-02-45-09 | 1 | EA | MOTOR, ELECTRIC | IR97-0037 |  |  | LEAR SIEGLER MONITOR | 800302231
SJG-I | 5945246261 |  | 01-02-45-09 | 2 | EA | RELAY, AUTO STOP, WESTINGHOUSE ELECTRIC COR, 650D435015 | IR97-0003 |  |  | WESTINGHOUSE ELECTRI | 650D435015
SJG-I | 5945246253 |  | 01-02-45-09 | 2 | EA | RELAY, AUTO STOP, WESTINGHOUSE, 620C508002 | IR97-0033 |  |  | WESTINGHOUSE ELECTRI | 620C508002
SJG-I | 5905229844 |  | 01-02-45-09 | 6 | EA | RESISTOR | IR97-0031 |  |  | WESTINGHOUSE | 523A484603
SJG-I | 5365210292 |  | 01-02-45-09 | 16 | EA | RING, RETAINING, ITEM 12, WESTINGHOUSE ELECTRIC, 459B726005 | IR97-0030 |  |  | WESTINGHOUSE ELECTRI | 459B726005
SJG-I | 5365212488 |  | 01-02-45-09 | 1 | EA | SLEEVE, RING, GENERAL ELECTRIC COMPANY, 0856A517P0001 | IR97-0002 |  |  | GENERAL ELECTRIC CO. | 0856A517P0001
SJG-I | 5930232169 |  | 01-02-45-09 | 2 | EA | SWITCH, SHORT TIMER RATE | IR97-0032 |  |  | WESTINGHOUSE | 771B521G01
SJG-I | 4460000187 |  | 01-02-45-10 | 115 | EA | ANVIL, VIBRRATOR, RESEARCH COTTRELL, INC., 64800-L10, WU: PRECIPITATORS, UNITS 3 & 4 | IR00-0510 |  |  | ERIEZ MANUFACTURING | 180002
SJG-I | 3110067422 |  | 01-02-45-10 | 1 | EA | BEARING, JOURNAL, THRUST/SPL, ELLIOTT COMPANY, P1562G9300 | IR00-0502 |  |  | ELLIOTT COMPANY | P1562G9300
SJG-I | 3110067430 |  | 01-02-45-10 | 1 | EA | BEARING, JOURNAL, THRUST/SPL, ELLIOTT COMPANY, P1562G9350 | IR00-0503 |  |  | ELLIOTT COMPANY | P1562G9350
SJG-I | 5999285728 |  | 01-02-45-10 | 2 | EA | BOARD, CIRCUIT, PRINTED, LOGIC, 125 DC V, PAN ALARM, 801-AR5 | IR00-0497 |  |  | AMETEK INC. | 801-AR5
SJG-I | 4530000217 |  | 01-02-45-10 | 1 | EA | COUPLING, RACER ATOMIZER, WITH MOUNTING PLATE, BABCOCK & WILCOX, 8000373 | IR00-0512 |  |  | BABCOCK & WILCOX | 8000373
SJG-I | 6110296800 |  | 01-02-45-10 | 2 | EA | HEATER, ELECT., SPACE, 10 A, 120 V, -100 TO 600 DEG F, FENWAL ELECTRONICS, 18002-0, WU:RELIANCE ELE MOTOR S/O FA-5944/998168, HEATER DRAIN PUMP 7 | IR00-0499 | FENWAL ELECTRONICS | 18002-0 | RELIANCE ELECTRIC | SB-1696-57
SJG-I | 4460000120 |  | 01-02-45-10 | 120 | EA | PAD, IMPACT, RESEARCH COTTRELL, INC., 64800-L9 | IR00-0509 |  |  | ERIEZ MANUFACTURING | 180006
SJG-I | 6685363019 |  | 01-02-45-10 | 1 | EA | THERMOCOUPLE, DIAMOND POWER SPECIAL, 330861-5123 | IR00-0501 |  |  | DIAMOND POWER SPECIA | 330861-5123
SJG-I | 3120061225 |  | 01-02-45-12 | 1 | EA | HOUSING, BUXH, EIMCO PROCESSING MACHINER, 201951A1A | IR00-0179 |  |  | EIMCO | 201951A1A
SJG-I | 5930232805 |  | 01-02-45-12 | 1 | EA | SWITCH, WESTINGHOUSE ELECTRIC COR, 677J444G01 | IR00-0124 |  |  | WESTINGHOUSE ELECTRI | 677J444G01
SJG-I | 3110070293 |  | 01-02-45-13 | 1 | EA | BEARING, POSITION 3, BABCOCK & WILCOX, 0456436 | IR00-0213 |  |  | BABCOCK & WILCOX | 0456436
SJG-I | 4820127720 |  | 01-02-45-13 | 2 | EA | VALVE, GATE, SLIDE, 7", W.W. SLY MFG CO., AB-17-6 | IR01-0079 |  |  | W.W. SLY MFG CO. | AB-17-6
SJG-I | 5999287484 |  | 01-02-45-14 | 1 | EA | BOARD, CIRCUIT, PRINTED, DISPLAY, MILLTRONICS, 51012371 | IR00-0280 |  |  | MILLTRONICS | 24250363
SJG-I | 5999287443 |  | 01-02-45-14 | 1 | EA | BOARD, CIRCUIT, PRINTED, DISPLAY, MILLTRONICS, 51012411 | IR00-0281 |  |  | MILLTRONICS | 51012411
SJG-I | 5999287450 |  | 01-02-45-14 | 1 | EA | BOARD, CIRCUIT, PRINTED, PWRSUPPLY, MILLTRONICS, 51012521 | IR00-0279 |  |  | MILLTRONICS | 10L1252
SJG-I | 3960000309 |  | 01-02-45-14 | 1 | EA | BRACKET, CABLE, ALIMAK ELEVATOR, 364029-101, WU:LINDEN ALIMAK MINI SCANDO STACK ELEVATORS, U-3&4 | IR00-0261 |  |  | ALIMAK ELEVATOR CO | 364029-101
SJG-I | 3960000341 |  | 01-02-45-14 | 1 | EA | CAM, ALIMAK ELEVATOR, 362508-102, WU: LINDEN ALIMAK MINI SCANDO STACK ELEVATORS, U-3&4 | IR00-0263 |  |  | ALIMAK ELEVATOR CO | 362508-102
SJG-I | 3010051369 |  | 01-02-45-14 | 1 | EA | HOUSING, DAMPER, THRUST, JORDAN CONTROLS INC., 68C013112-008 | IR00-0260 |  |  | ARID CONTROLS, INC. | 68C013112-008
SJG-I | 5999287468 |  | 01-02-45-14 | 1 | EA | MODULE, SCANNER/REMOTE | IR00-0283 |  |  | MILLTRONICS | 61012451
SJG-I | 5360203268 |  | 01-02-45-14 | 1 | EA | SPRING, MASONEILAN DIVISION, 000043-107-009 | IR00-0268 |  |  | MASONEILAN DIVISION | 000043-107-009
SJG-I | 5999286759 |  | 01-02-45-17 | 1 | EA | BOARD, CIRCUIT, PRINTED, MOTHER, EATON CORP, B01, WU: MULTIPLEXER REPLACEMENT SYST, U-1&2 | IR00-0387 |  |  | EATON CORP | B01
SJG-I | 5999273864 |  | 01-02-45-18 | 1 | EA | BOARD, CIRCUIT, PRINTED, INVERTER, SOLIDSTATE CNTLS, 210831 | IR00-0439 |  |  | SOLIDSTATE CONTROLS, | 210831
SJG-I | 5930232920 |  | 01-02-45-18 | 1 | EA | BOX, ELECTRICAL, SWITCH, WESTINGHOUSE ELEC, 677J444G02 | IR97-0432 |  |  | WESTINGHOUSE ELECTRI | 677J444G02
SJG-I | 5975265736 |  | 01-02-45-18 | 3 | EA | BUSHING, ELECTRICAL, REAR, 60 KV V, GENERAL ELECTRIC CO., 08 | IR00-0438 |  |  | GENERAL ELECTRIC COM | 0845 D0124 G001
SJG-I | 5930232524 |  | 01-02-45-18 | 1 | EA | SWITCH, TEMPERATURE, 125/250V, 15 A, 350-550 DEG F. | IR00-0435 |  |  | UNITED ELECTRIC CONT | E27A 90B
SJG-I | 6680342836 |  | 01-02-45-18 | 1 | EA | TACHOMETER, VOLTS: 117RMS, FREQ:50/60HZ, OUTPUT 1500 RPM | IR00-0440 |  |  | ROSEMOUNT ANALYTICAL | 478920-008
SJG-I | 5950250570 |  | 01-02-45-18 | 1 | EA | TRANSFORMER, CONTROL, ABB POWER T&D CO, 378014-002 | IR00-0437 |  |  | ABB POWER T&D CO | 378014-002
SJG-I | 6695394996 |  | 01-02-45-18 | 3 | EA | WHEEL, CHOPPER, WU: CO ANALYZER, MDL AR-500F, S/N 467 & 691, RANGE 1-1000 P.P.M., INSTRUMENTATION | IR00-0441 |  |  | ANARAD, INC | 780021
SJG-I | 4460000484 |  | 01-02-45-19 | 55 | AS | ARMATURE, ASSY, RESEARCH COTTRELL, INC., 64800-L6 | IR09-0111 |  |  | HAMON RESEARCH-COTTR | 64800-L6
SJG-I | 6625001083 |  | 01-02-45-19 | 24 | EA | METER, ELECTRICAL, AMP, 0-300 A, 0-5 AMP, RESEARCH COTTRELL, | IR08-0188 |  |  | HAMON RESEARCH-COTTR | 85011-L8
SJG-I | 5961003786 |  | 01-02-45-20 | 10 | EA | STICK, SLCN RCTFR, RESEARCH COTTRELL, INC., 56269-D1 | IR95-0410 |  |  | HAMON RESEARCH-COTTR | CR-101
SJG-I | 4730105923 |  | 01-02-45-23 | 1 | EA | ELBOW, PIPE, PVC, 8", SCKT, 40 SCH, 90 DEG, ANY MFG, BY DESCRP | IR06-0116 |  |  | ANY MFG | BY DESCRP
SJG-I | 5950249010 |  | 01-02-46-01 | 5 | EA | COIL, ELECTRICAL, 48 DC V, WESTINGHOUSE ELEC 503C428G04 | IR01-0706 |  |  | WESTINGHOUSE ELECTRI | 503C428G04
SJG-I | 5950247881 |  | 01-02-46-01 | 2 | EA | COIL, ELECTRICAL, RELAY, 120 DC V, CUTLER-HAMMER, INC, 9-2404-1 | IR01-0704 |  |  | CUTLER-HAMMER, INC. | 9-2404-1
SJG-I | 5930235618 |  | 01-02-46-01 | 4 | EA | STATION, PUSHBUTTON, SIDE-OPERATED | IR01-0699 |  |  | CROUSE HINDS | DSD-951
SJG-I | 5930235493 |  | 01-02-46-01 | 1 | EA | SWITCH, MICRO | IR01-0698 |  |  | WESTINGHOUSE ELEC | 679C973H20
SJG-I | 5950250802 |  | 01-02-46-01 | 1 | EA | TRANSFORMER, CONTROL, 230/460 PRV, 115 SECV, 200 VA A, 60HZ | IR01-0709 |  |  | ABB POWER T&D CO. | 1F0908
SJG-I | 5950247998 |  | 01-02-46-01 | 3 | EA | TRANSFORMER, CONTROL, 480 PRV, 150 KVA, 3 PH | IR01-0705 |  |  | GENERAL ELECTRIC CO | 218A4148P7
SJG-I | 3110066192 |  | 01-02-46-02 | 2 | EA | BEARING, FLANGE, BALL, 2.0000"ID, 4 BLT, MCGILL MFG, SB-2, WU:REHEAT ISOLATION DAMPERS, U-1&2 | IR01-0614 |  |  | MCGILL MFG CO | SB-2
SJG-I | 6630325428 |  | 01-02-46-02 | 1 | EA | CELL, CONDUCTIVITY, LEEDS & NORTHRUP, 4905-01-33-071-7 | IR01-0542 |  |  | LEEDS & NORTHRUP | 4905-01-33-071-7
SJG-I | 3040055323 |  | 01-02-46-02 | 2 | EA | COLLAR, SPL RNG, WORTHINGTON PUMPS CORP., VK-21443 | IR01-0613 |  | THELCO NEW MEXICO CO | WORTHINGTON PUMPS CO | VK-21443
SJG-I | 5999276487 |  | 01-02-46-02 | 5 | EA | CONTACT, ELECTRICAL, STA ARCING/LH, BLTED, WESTINGHOUSE ELEC | IR01-0537 |  |  | WESTINGHOUSE | 682C829G02
SJG-I | 5999280885 |  | 01-02-46-02 | 3 | EA | CONTACT, ELECTRICAL, STA ARCING/RH, BLTED, ABB POWER T&D CO. | IR01-0539 |  |  | WESTINGHOUSE ELECTRI | 503B025G02
SJG-I | 4730122779 |  | 01-02-46-02 | 3 | EA | ELBOW, MALE, 90 DEG, WESTINGHOUSE ELECTRIC COR, 457B923009 | IR01-0616 |  |  | WESTINGHOUSE ELEC | 457B923009
SJG-I | 5330176222 |  | 01-02-46-02 | 16 | EA | GASKET, COVER/ACCESS, 1/16"THK, NON-ASB, ANY MFG, BY DESCRP | IR01-0530 |  |  | ANY MFG | BY DESCRP
SJG-I | 6685368786 |  | 01-02-46-02 | 1 | EA | MECHANISM, POWER, (OBS) CHRT DRV, HONEYWELL, 30365241-535 | IR01-0543 |  |  | HONEYWELL, INC. | 30365241-535
SJG-I | 5961002358 |  | 01-02-46-02 | 1 | EA | RECTIFIER, 1200 V, 250 A, GENERAL ELECTRIC COMPANY, 44A | IR01-0536 |  |  | GENERAL ELECTRIC CO. | 44A319818006
SJG-I | 5905221502 |  | 01-02-46-02 | 4 | EA | RESISTOR, .30W, 57 OHM, +/-0.001% | IR01-0533 |  |  | WESTINGHOUSE ELEC | 669A499H11
SJG-I | 3915000032 |  | 01-02-46-02 | 10 | EA | ROD, POKE | IR01-0615 |  |  | UNITED CONVEYOR CORP | 15523
SJG-I | 2825002427 |  | 01-02-46-02 | 2 | EA | STRAINER, RESERVOIR, WESTINGHOUSE ELECTRIC COR, 721J127040 | IR01-0612 |  |  | WESTINGHOUSE ELECTRI | 721J127040
SJG-I | 5930229058 |  | 01-02-46-02 | 1 | EA | SWITCH, LIMIT, SNAPLOCK | IR01-0534 |  |  | FORNEY INTERNATIONAL | X7629000
SJG-I | 6685362656 |  | 01-02-46-02 | 1 | EA | THERMOCOUPLE, GENERAL ELECTRIC, U252J097G0065 | IR01-0611 |  |  | GENERAL ELECTRIC CO. | U252J097G0065
SJG-I | 6630325345 |  | 01-02-46-03 | 1 | EA | CELL, CONDUCTIVITY, LEEDS & NORTHRUP, 4973-001-202-7-000 | IR96-1740 |  |  | LEEDS & NORTHRUP | 4973-001-202-7-000
SJG-I | 3950000236 |  | 01-02-46-03 | 2 | EA | DISC, BRAKE, FRICTION, 3"ID, 9-1/2"OD, 3/8"THK, FBR, HARNISCHFEGER CORPORATION, 315F108C1 | IR00-0236 |  |  | HARNISCHFEGER CORP | 315F108C1
SJG-I | 4320088323 |  | 01-02-46-03 | 1 | EA | IMPELLER, OPEN, ALLOY, 13" | IR96-1658 |  |  | DURIRON CO | 103
SJG-I | 5330223917 |  | 01-02-46-03 | 1 | EA | SEAL, PRESSURE, ROCKWELL INTERNATIONAL, 413602 | IR96-1733 |  |  | ROCKWELL INTERNATION | 413602
SJG-I | 5925232265 |  | 01-02-46-03 | 2 | EA | UNIT, TRIP, CIRCUIT BRKR, 175A, ROSEMOUNT ANYL, HLA2175T | IR96-1587 |  |  | ROSEMOUNT ANALYTICAL | HLA2175T
SJG-I | 5925232257 |  | 01-02-46-03 | 2 | EA | UNIT, TRIP, CIRCUIT BRKR, 300A, ROSEMOUNT ANYL, HLA2300T | IR96-1586 |  |  | ROSEMOUNT ANALYTICAL | HLA2300T
SJG-I | 4320080684 |  | 01-02-46-04 | 4 | EA | BASKET, OBSOLETE, STRAINER, STNLESS STL, 100, KRAISSL COMPANY, 72-11/7 | IR01-0633 |  |  | THE KRAISSL CO | 72-11/7
SJG-I | 5995000246 |  | 01-02-46-04 | 1 | EA | CABLE, ASSEMBLY, WITH CONNECTOR, ROSEMOUNT ANALYTICAL, 193661 | IR01-0646 |  |  | ROSEMOUNT ANALYTICAL | 193661
SJG-I | 6110294359 |  | 01-02-46-04 | 3 | ST | CONTACT, ELECTRICAL, MAIN, 3 POLE, A/200 SERIES SIZE 3, ABB POWER T&D CO, 626B187G13 | IR01-0715 |  |  | ABB POWER T&D CO | 626B187G13
SJG-I | 6110293914 |  | 01-02-46-04 | 3 | ST | CONTACT, ELECTRICAL/KIT, SZ 0, (4) MOVABLE CONTS, (4) SPRNGS | IR01-0714 |  |  | WESTINGHOUSE ELECTRI | 373B331G04
SJG-I | 6680338644 |  | 01-02-46-04 | 17 | EA | GLASS, GAUGE, SIGHT/CLR, 1-3/8"W, 11"L, 11/16"THK, FLAT, THE | IR01-0718 |  |  | JERGUSON GAGE & VALV | A7
SJG-I | 5330197632 |  | 01-02-46-04 | 1 | EA | RING, SEALING, OIL, 11-3/4"ID | IR01-0631 |  |  | WESTINGHOUSE ELEC | 501C841G11
SJG-I | 5330197640 |  | 01-02-46-04 | 1 | EA | RING, SEALING, OIL, 11-3/4"ID | IR01-0632 |  |  | WESTINGHOUSE ELEC | 501C840G10
SJG-I | 6645327898 |  | 01-02-46-04 | 2 | EA | TIMER, ELECTRICAL, ON-DELAY, 120V, 10A, 4NO 4NC, 0-240SEC, 6HZ | IR01-0717 |  |  | AUTOMATIC TIMING & C | 305E011A10PX
SJG-I | 5999278467 |  | 01-02-46-05 | 2 | EA | BOARD, CIRCUIT, PRINTED, AMID 2, ROSEMOUNT ANALYTICAL, 398150 | IR96-1714 |  |  | ROSEMOUNT ANALYTICAL | 398150
SJG-I | 5365217735 |  | 01-02-46-05 | 5 | EA | BUSHING, OBSOLETE, TEFLON, CHEMETICS, 209, (IR96-1703) | IR96-1703 |  |  | CHEMETICS | 209
SJG-I | 5950252261 |  | 01-02-46-05 | 2 | EA | COIL, ELECTRICAL, 120V, 60HZ, SIEMENS-ALLIS, 3TY4803-1AA8 | IR96-1608 |  |  | SIEMENS-ALLIS | 3TY48031AA8
SJG-I | 6625002586 |  | 01-02-46-05 | 1 | EA | PANEL, AUCTION, POWER SUPPLY, BAILEY CONTROLS CO, 6626833A1 | IR96-1716 |  |  | BAILEY CONTROLS COMP | 6626833A1
SJG-I | 5925232240 |  | 01-02-46-05 | 1 | EA | UNIT, TRIP, 1000A, ROSEMOUNT ANALYTICAL, HNB31000T | IR96-1705 |  |  | ROSEMOUNT ANALYTICAL | HNB31000T
SJG-I | 5925232273 |  | 01-02-46-05 | 3 | EA | UNIT, TRIP, 125DC V, BROWN BOVERI, 191920T14 | IR96-1706 |  |  | BROWN BOVERI | 191920-T14
SJG-I | 5999273757 |  | 01-02-46-06 | 2 | EA | BOARD, CIRCUIT, PRINTED, LOGIC, 48 DC V, HATHAWAY BETA PROCESS INS, 301936-3D1K2E | IR96-1713 |  |  | HATHAWAY BETA | 3019363D152E
SJG-I | 3020055350 |  | 01-02-46-06 | 1 | EA | GEAR, WORM, SLOW SPEED, 15:1, BRONZE, WINSMITH, 4498 | IR01-0795 |  |  | WINSMITH | 4498
SJG-I | 5950248442 |  | 01-02-46-07 | 1 | EA | COIL, DETECTOR, GENERAL ELECTRIC COMPANY, 3179977G1 | IR01-0643 |  |  | GENERAL ELECTRIC | 3179977G1
SJG-I | 5950248269 |  | 01-02-46-07 | 3 | EA | COIL, XDCR/FEEDBACK, ABB KENT-TAYLOR INC, 91S43 | IR01-0641 |  |  | ABB KENT-TAYLOR INC. | 91S43
SJG-I | 5925231663 |  | 01-02-46-07 | 2 | EA | CONTACT, ELECTRICAL, MOVABLE ARCING/MAIN, WESTINGHOUSE ELECT | IR01-0635 |  |  | WESTINGHOUSE ELECTRI | 1529200
SJG-I | 5925230632 |  | 01-02-46-07 | 3 | EA | CONTACT, ELECTRICAL, MOVABLE/ARCING, ABB POWER T&D CO., 591C | IR01-0634 |  |  | WESTINGHOUSE ELECTRI | 591C
SJG-I | 5999276461 |  | 01-02-46-07 | 2 | EA | CONTACT, ELECTRICAL, MOVABLE/ARCING, WESTINGHOUSE ELECTRIC, | IR01-0647 |  |  | WESTINGHOUSE | 503B022G01
SJG-I | 5925231671 |  | 01-02-46-07 | 2 | EA | CONTACT, ELECTRICAL, STA ARCING/MAIN, WESTINGHOUSE ELECTRIC, | IR01-0636 |  |  | WESTINGHOUSE ELECTRI | 1529201
SJG-I | 5999276826 |  | 01-02-46-07 | 2 | ST | CONTACT, ELECTRICAL/KIT, STA/MOVABLE, SPRNGS, SCRS, GENERAL | IR01-0649 |  |  | GENERAL ELECTRIC SUP | 55-153678G2
SJG-I | 5975266809 |  | 01-02-46-07 | 34 | EA | FINGER, CONTACT, STA/MAIN, ABB POWER T&D CO., 809A263G01 | IR01-0645 |  |  | ABB POWER T & D COMP | 809A263G01
SJG-I | 5999276479 |  | 01-02-46-07 | 20 | EA | FINGER, CONTACT, STA/MAIN, WESTINGHOUSE, 794A103601 | IR01-0648 |  |  | ABB POWER T & D COMP | 794A103601
SJG-I | 5930231310 |  | 01-02-46-07 | 2 | EA | SWITCH, PNEUMATIC, FLOW/SENSING | IR01-0639 |  |  | BAILEY CONTROLS CO. | 1944601F1
SJG-I | 5930229843 |  | 01-02-46-07 | 4 | EA | SWITCH, SWGEAR, 5 K V, NC, GENERAL ELECTRIC CO., 456A866P6 | IR01-0637 |  |  | GENERAL ELECTRIC COM | 456A866P6
SJG-I | 5950250240 |  | 01-02-46-07 | 1 | EA | TRANSFORMER, 200 PRV, 420 HZ, AMERICAN MAGNETIC, AM-4388A | IR01-0644 |  |  | AMERICAN MAGNETIC CO | AM-4388A
SJG-I | 5945247152 |  | 01-02-46-07 | 2 | EA | UNIT, DROPOUT, 4160 V, GENERAL ELECTRIC, 721-264B951G32 | IR01-0640 |  |  | GENERAL ELECTRIC COM | 721-264B951G32
SJG-I | 5330194886 |  | 01-02-46-08 | 14 | EA | O-RING, 1.050"ID, 1.075"OD, 0.139"THK, THE ANCHOR PACKI | IR01-0594 |  |  | THE ANCHOR PACKING C | BY DESCRP
SJG-I | 5330190520 |  | 01-02-46-08 | 2 | EA | RING, SEALING, VLV, 2-1/2"ID, LAPMASTER INT'L A DIVISIO, 718 | IR01-0590 |  | LAPMASTER INT'L | JOHN CRANE-HOUDAILLE | 718
SJG-I | 4320088141 |  | 01-02-46-09 | 1 | EA | GEAR, LOW SPEED, 24.652:1, BROWNING MFG.DIV., EMERSO, LSG-203-623 | IR96-1655 |  |  | BROWNING MFG | LSG203623
SJG-I | 4810123499 |  | 01-02-46-10 | 1 | ST | BELLOWS, TELEDYNE FARRIS ENG, 4441 | IR01-0343 |  |  | TELEDYNE FARRIS ENGI | 4441
SJG-I | 5999273559 |  | 01-02-46-10 | 1 | EA | BOARD, CIRCUIT, PRINTED, RLY, JOY MFG. CO., CL1928 | IR01-0346 |  |  | JOY MFG. CO. | CL1928
SJG-I | 4330078801 |  | 01-02-46-10 | 1 | EA | COVER, (OBS) STUFFING BOX, 316 SS, BLTED, GOULDS PUMPS, INC., R100-529-1203 | IR01-0352 |  |  | GOULDS PUMPS, INC. | R100-529-1203
SJG-I | 4810132771 |  | 01-02-46-10 | 2 | EA | FLANGE, END, VALVE, 4"ID, 300 LB, VALTEK INC, 001201-150-000 | IR01-0344 |  |  | VALTEK, INC | 001201-150-000
SJG-I | 6105288879 |  | 01-02-46-10 | 1 | EA | MOTOR, ELECTRIC, 1 RPM, 75 DC V, WESTINGHOUSE, 784A423H01 | IR01-0347 |  |  | WESTINGHOUSE ELECTRI | 784A423H01
SJG-I | 4810137838 |  | 01-02-46-10 | 1 | KT | SHAFT, KIT, REBUILD | IR01-0355 |  |  | AMRI, INC. | KA7-034-150
SJG-I | 6685362359 |  | 01-02-46-11 | 4 | EA | COMPENSATOR, TEMPERATURE, LEEDS & NORTHRUP, 152137 | 6685362359 |  |  | LEEDS & NORTHRUP | 152137
SJG-I | 6685371053 |  | 01-02-46-11 | 8 | EA | ELEMENT, ELECTRICAL, HEATING, LECO CORP, 783177 | 6685371053 |  |  | LECO CORPORATION | 783177
SJG-I | 6685365519 |  | 01-02-46-11 | 1 | EA | ELEMENT, THERMOWELL, LEEDS & NORTHRUP, 3050-3-EE-3-21.50-0-3 | IR01-1051 |  |  | LEEDS & NORTHRUP | 3050-3-EE-3-21.50-0-
SJG-I | 6685371343 |  | 01-02-46-11 | 1 | EA | REGULATOR, PRESSURE, H2O, 1/4", 0-50"WC, W/O GA/BRKT, MOORE | 6685371343 |  |  | MOORE PRODUCTS COMPA | 40-2
SJG-I | 6695396165 |  | 01-02-46-11 | 1 | EA | THERMOCOUPLE, 0-500 DEG F, ALTEK INDUSTRIES CORP., 22K-500F, | 6695396165 |  |  | ALTEK INDUSTRIES COR | 22K-500F
SJG-I | 6685369917 |  | 01-02-46-11 | 2 | EA | THERMOCOUPLE, 150"L, JOHNSTON PUMP FACTORY, IT-3702 | 6685369917 |  |  | FLOWSERVE RED CORP | IT-3702
SJG-I | 6685368679 |  | 01-02-46-11 | 2 | EA | THERMOCOUPLE, GENERAL ELECTRIC, U253E002G0199 | IR90-0131 |  |  | GENERAL ELECTRIC CO. | U253E002G0199
SJG-I | 6685368752 |  | 01-02-46-11 | 1 | EA | THERMOCOUPLE, GENERAL ELECTRIC, U253J014G0194 | 6685368752 |  |  | GENERAL ELECTRIC CO. | U253J014G0194
SJG-I | 6685360379 |  | 01-02-46-11 | 1 | EA | THERMOMETER, 120", 0-200 DEG F, MOORE PRODUCTS, 33C5580 | 6685360379 |  |  | MOORE PRODUCTS CO | 33C5580
SJG-I | 6685362896 |  | 01-02-46-11 | 1 | EA | THERMOSTAT, CONTROL, 115/230 V, 10/5 A, -100-400 DEG F, | 6685362896 |  |  | E & M SALES, INC. | 18000-0
SJG-I | 6685360536 |  | 01-02-46-11 | 1 | EA | THERMOWELL, 15-5/16"L, 3/8"NPT, LEEDS & NORTHRUP, 3061-2-J-1-15-1-0-1 | IR01-0669 |  |  | LEEDS & NORTHRUP | 3061-2-J-1-15-1-0-1-
SJG-I | 5945248531 |  | 01-02-46-12 | 2 | EA | METER, ELECTRICAL, RLY, 125 DC V, GE, U6023AGXP003, EHC CABI | IR98-0252 |  |  | GENERAL ELECTRIC COM | U6023AGXP003
SJG-I | 5945248549 |  | 01-02-46-12 | 2 | EA | METER, ELECTRICAL, RLY, 24 DC V, GENERAL ELECTRIC, U6023AAXP | 5945248549 |  |  | GENERAL ELECTRIC COM | U6023AAXP003
SJG-I | 5945242773 |  | 01-02-46-12 | 1 | EA | RELAY, CONTROL, 115 V, 60 HZ, TERM SCR, GENERAL ELECTRI | 5945242773 |  |  | GENERAL ELECTRIC CO. | 12HFA54C249
SJG-I | 5945245917 |  | 01-02-46-12 | 2 | EA | RELAY, CONTROL, 300 V, 120/110 V, 10 A, 4 NO 2 NC, 60/5 | 5945245917 |  |  | CHICAGO PNEUMATIC TO | 14-PS-3763
SJG-I | 5945244514 |  | 01-02-46-12 | 1 | EA | RELAY, CONTROL, INDUSTRIAL, 300 V, 120/110 V, 10 A, 60/50 HZ | 5945244514 |  |  | GENERAL ELECTRIC COM | CR120C04422AA
SJG-I | 5945248630 |  | 01-02-46-12 | 2 | EA | RELAY, CONTROL, SENSING, 300 V, SQUARE D. COMPANY, GO-80 | 5945248630 |  | BORDER STATES ELECTR | SQUARE D. COMPANY | GO-80
SJG-I | 5945242658 |  | 01-02-46-12 | 1 | EA | RELAY, GENERAL ELECTRIC, CR2820B414AA41 | IR01-0741 |  |  | GENERAL ELECTRIC CO. | CR2820B414AA41
SJG-I | 5945243649 |  | 01-02-46-12 | 1 | EA | RELAY, KIT, MAGNETROL INTERNATIONAL, 89-7803-001 | 5945243649 |  |  | MAGNETROL INTERNATIO | 89-7803-001
SJG-I | 5945246741 |  | 01-02-46-12 | 1 | EA | RELAY, POWER, AMPLIFYING, 120 V, 60 HZ, MICRO SWITCH, DIV OF | 5945246741 |  |  | GE SUPPLY | FMA112U1-VA4-7940
SJG-I | 5945244555 |  | 01-02-46-12 | 1 | EA | RELAY, POWER, OUTPUT, 120 V, 4-20 MA A, 135 OHM, 60 HZ, HONE | 5945244555 |  |  | BURLINGTON INSTRUMEN | BY DESCRP
SJG-I | 5945245941 |  | 01-02-46-12 | 7 | EA | RELAY, TIME DELAY, 120 V, 10 A, 5 SECS, 8 PIN PLG-IN, MONITO | 5945245941 |  |  | LEAR SIEGLER, INC. | 45000093
SJG-I | 5945242781 |  | 01-02-46-12 | 2 | EA | RELAY, TIME DELAY, GENERAL ELECTRIC, AGA-7012-PD | 5945242781 |  |  | GENERAL ELECTRIC CO. | AGA-7012-PD
SJG-I | 5930236137 |  | 01-02-46-12 | 1 | EA | SWITCH, PNEUMATIC, ASSY, VLV MALFUNCTION PRESS, PALL PNEUMAT | 5930236137 |  |  | ENGINEERED EQUIPMENT | 1224575
SJG-I | 5950250273 |  | 01-02-46-12 | 2 | EA | TRANSFORMER, CONSTANT VAGE, 95-130 X 190-260 PRV, 120 SECV, | 5950250273 |  |  | CONSOLIDATED ELECTRI | BY DESCRP
SJG-I | 5950251552 |  | 01-02-46-12 | 1 | EA | TRANSFRMR, INSTRMNT, 115 PRV, 60 HZ, GEN ELEC, U463T100R0601 | IR97-0004 |  |  | GENERAL ELECTRIC COM | U463T100R0601
SJG-I | 5945247251 |  | 01-02-46-12 | 1 | EA | TRIP, MECHANICAL, SLND, GENERAL ELECTRIC COMPANY, 141B9265PT | IR99-0342 |  |  | GENERAL ELECTRIC CO. | 141B9265PT1
SJG-I | 4810114613 |  | 01-02-46-13 | 1 | EA | BODY, VALVE, 2"X 1-1/2", RUBR, ROBBINS & MYERS, INC, 201 | IR97-0359 |  |  | ROBBINS & MYERS, INC | 201
SJG-I | 4810117129 |  | 01-02-46-13 | 1 | EA | BODY, VALVE, 3", 125 LB, FLANGED, RUBBER, ROBBINS & MYERS, BY DESCRP | IR97-0362 |  |  | ROBBINS & MYERS | BY DESCRP
SJG-I | 5335182936 |  | 01-02-46-13 | 1 | EA | FILTER, SCREEN, STRNR, 3/64", STNLESS STL, 150 PSI, MUELLER STEAM SPECIALITIE, 102553 | IR01-0754 |  |  | MUELEER STEAM SPECIA | 102553
SJG-I | 3010049504 |  | 01-02-46-13 | 2 | EA | HUB, COUPLING, 80T, ROUGH BORE, FALK CORPORATION, 1080T | IR01-0763 |  |  | FALK CORPORATION | 1080T-RSB
SJG-I | 4730109818 |  | 01-02-46-13 | 2 | EA | LATERAL, 1", SOCKET WELD | IR97-0357 |  |  | ANY MFG | BY DESCRP
SJG-I | 5310155246 |  | 01-02-46-13 | 1 | EA | NUT, PROPELLER | IR97-0369 |  |  | ABS PUMP CO | 62
SJG-I | 4810120842 |  | 01-02-46-13 | 2 | EA | SLEEVE, BODY VALVE, 1"X1/2" | IR97-0363 |  |  | ROBBINS & MYERS | U104470701
SJG-I | 4810115644 |  | 01-02-46-13 | 2 | EA | SLEEVE, BODY VALVE, 1"X3/4" | IR97-0360 |  |  | ROBBINS & MYERS | BY DESCRP
SJG-I | 4820123141 |  | 01-02-46-13 | 2 | EA | VALVE, DISCHARGE, CARBON STEEL, INGERSOLL-RAND, A48C2 | IR97-0368 |  |  | INGERSOLL-RAND | A48C2
SJG-I | 4820122580 |  | 01-02-46-13 | 1 | EA | VALVE, INNER, 416 STAINLESS STEEL, COLLINS INSTRUMENTS, 307300080 | IR97-0367 |  |  | COLLINS INSTRUMENTS | 307300080
SJG-I | 4810117095 |  | 01-02-46-13 | 2 | EA | VALVE, PINCH, 1.5" GUM RUBBER, FLANGED, 125 LB | IR97-0361 |  |  | ROBBINS & MYERS | U300350201
SJG-I | 4810120883 |  | 01-02-46-13 | 2 | EA | VALVE, SOLENOID, 1/4", 115V, 60 HZ, 3-WAY, 75 PSI | IR97-0364 |  |  | PETER PAUL ELECTRIC | 18713299
SJG-I | 3110071291 |  | 01-02-46-15 | 1 | EA | BEARING, TAPPERED, ROLLER, CONE, 5.75"X1.9387"X.1400", TIMKEN, 81575 | IR97-0401 |  |  | TIMKEN CO | 81575
SJG-I | 6680340046 |  | 01-02-46-15 | 1 | EA | CARRIAGE, INSTRUMENT, KIT, MAGNETROL INTERNTNL, 89-7806-001 | IR97-0411 |  |  | MAGNETROL INTERNATIO | 89-7806-001
SJG-I | 4810135212 |  | 01-02-46-15 | 1 | EA | DISC, VALVE, BTFLY, 4", JAMESBURY CORP., 096023236 | IR97-0405 |  |  | JAMESBURY CORP. | 096-0232-36
SJG-I | 6680339006 |  | 01-02-46-15 | 2 | EA | FILTER, KIT, RGLTR, MAGNETROL INTERNATIONAL, 89-6541-001 | IR97-0410 |  |  | MAGNETROL INTERNATIO | 89-6541-001
SJG-I | 6680338834 |  | 01-02-46-15 | 1 | EA | RESET, KIT/PROPORTIONAL, MAGNETROL INTERNTL, 89-7809-001 | IR97-0409 |  |  | MAGNETROL INTERNATIO | 89-7809-001
SJG-I | 5365208510 |  | 01-02-46-15 | 1 | EA | SHIM, GENERAL ELECTRIC COMPANY, 0124V592P0001 | IR97-0407 |  |  | GENERAL ELECTRIC CO. | 0124V592P0001
SJG-I | 6695395449 |  | 01-02-46-15 | 1 | EA | SLIDEWIRE, LEEDS & NORTHRUP, 012536 | IR97-0415 |  |  | LEEDS & NORTHRUP | 012536
SJG-I | 5930232656 |  | 01-02-46-15 | 1 | EA | SWITCH, PRESSURE, LOW/OIL, 25-150#/2-10KG, HNYWLL, L404V10202 | IR97-0408 |  |  | HONEYWELL, INC. | L404V10202
SJG-I | 6685370113 |  | 01-02-46-15 | 3 | EA | THERMOCOUPLE, ASSEMBLY, TYPE E, OMEGA ENG, NB1CXSS(DUAL)14U60 | IR97-0414 |  |  | OMEGA ENG | NB1CXSS(DUAL)14U60
SJG-I | 6685368612 |  | 01-02-46-15 | 1 | EA | THERMOCOUPLE, GENERAL ELECTRIC, U252E006G0140 | IR97-0413 |  |  | GENERAL ELECTRIC CO. | U252E006G0140
SJG-I | 6685360288 |  | 01-02-46-15 | 1 | EA | THERMOCOUPLE, GENERAL ELECTRIC, U252E085G0042 | IR97-0412 |  |  | GENERAL ELECTRIC | U252E085G0042
SJG-I | 5925232331 |  | 01-02-46-16 | 1 | EA | BREAKER, CIRCUIT, STRTR, GOULD, INC., CORPORATE, A821D148A1S | 5925232331 |  |  | GOULD, INC., CORPORA | A821D148A1S
SJG-I | 5930228902 |  | 01-02-46-16 | 1 | EA | CARTRIDGE, LIMIT SW, 4 TRAIN/4 GEAR, LIMITORQUE VALVE CONTROLS,14-472-0109-2 | 5930228902 |  |  | LIMITORQUE CORP | 14-472-0109-2
SJG-I | 5930228498 |  | 01-02-46-16 | 1 | EA | CARTRIDGE, LIMIT SW, 4 TRAIN/4 GEAR, LIMITORQUE VALVE CORP, BY DESCRP | IR97-0316 |  |  | LIMITORQUE CORPORATI | BY DESCRP
SJG-I | 5930228654 |  | 01-02-46-16 | 1 | EA | CARTRIDGE, LIMIT SW, 4 TRAIN/4 GEAR, LIMITORQUE VLV, BY DESC | IR97-0317 |  |  | LIMITORQUE CORPORATI | BY DESCRP
SJG-I | 5930229306 |  | 01-02-46-16 | 1 | EA | SWITCH, DISCONNECT, ASSY, 500 V, W/ RCPT, GENERAL ELECTRIC C | 5930229306 |  |  | GE ENERGY SERVICES | BY DESCRP
SJG-I | 5930235402 |  | 01-02-46-16 | 1 | EA | SWITCH, DUAL ADJABLE HEAD, EXPLOSION PROOF, ASCO, SC22B | 5930235402 |  |  | AUTOMATIC SWITCH CO. | SC22B
SJG-I | 5930235410 |  | 01-02-46-16 | 2 | EA | SWITCH, DUAL ADJABLE HEAD, EXPLOSION PROOF, ASCO, SC32C | 5930235410 |  |  | AUTOMATIC SWITCH CO. | SC32C
SJG-I | 5930235378 |  | 01-02-46-16 | 1 | EA | SWITCH, FIXED/DEADBAND HEAD, EXPLOSION PROOF, ASCO, SB22B | 5930235378 |  |  | AUTOMATIC SWITCH CO. | SB22B
SJG-I | 5930234090 |  | 01-02-46-16 | 1 | EA | SWITCH, LIMIT, GENERAL ELECTRIC CO, 834E199PT54 | 5930234090 |  |  | GENERAL ELECTRIC CO. | 834E199PT54
SJG-I | 5930232714 |  | 01-02-46-16 | 8 | EA | SWITCH, LIMIT, PRECISION, 125-600 AC/115/230 DC V, 10 AC/0.8 | 5930232714 |  |  | CONSOLIDATED ELECTRI | BY DESCRP
SJG-I | 5930234470 |  | 01-02-46-16 | 1 | EA | SWITCH, TEMPERATURE, 130-200 DEG F, ALLEN-BRADLEY CO., | IR98-0094 |  |  | ALLEN-BRADLEY CO. | 837-A5
SJG-I | 5999286494 |  | 01-02-46-17 | 8 | EA | BOARD, CIRCUIT, PRINTED, COMMUNICATIONS LINK, EATON CORP, D520BX2, WU:MULTIPLEXER REPLACEMENT SYST, U-1&2 | IR00-0382 |  |  | EATON CORP | D520BX2
SJG-I | 5999286338 |  | 01-02-46-17 | 23 | EA | MODULE, INPUT, 12-24 VDS | IR00-0378 |  |  | EATON CORP | D520RC2
SJG-I | 5999286007 |  | 01-02-46-18 | 2 | EA | HOLDER, FOXBORO CO 222F-1X01, WU:WMS OXYDATN PH CONTLS | IR04-0057 |  |  | FOXBORO CO | 222F1X01
SJG-I | 6105288473 |  | 01-02-46-18 | 2 | EA | MOTOR, ELECTRIC, 60HZ, 4-20 M A, FOXBORO CO. N0148TR | IR04-0074 |  |  | FOXBORO COMPANY | N0148TR
SJG-I | 5930229637 |  | 01-02-46-18 | 1 | EA | SWITCH, DISCONNECT, NON-FUSIBLE, 600, 60A, 4POLE, 3/4/12NEMA | IR04-0051 |  |  | CROUSE HINDS CO | WSR63542
SJG-I | 4810132623 |  | 01-02-46-19 | 1 | EA | BODY, VALVE, 1.5", CS, WELDED, 600 LB, VALTEK, 18886.001.041 | IR96-0597 |  |  | VALTEK INC | 18886.001.041
SJG-I | 4810132128 |  | 01-02-46-19 | 1 | EA | BONNET, VALVE, CONTROL COMPONENTS, 121401001 | 4810132128 |  |  | CONTROL COMPONENTS, | 121401001
SJG-I | 4810131799 |  | 01-02-46-19 | 1 | EA | CAP, VALVE, GENERAL ELEC, 134B331DDP1 | 4810131799 |  |  | GENERAL ELECTRIC CO. | 134B331DDP1
SJG-I | 4810119976 |  | 01-02-46-19 | 6 | EA | DISC, VALVE, RLF, 2-1/2", DRESSER INDUSTRIAL VALVE, 0752701 | 4810119976 |  |  | DRESSER INDUSTRIES, | 0752701
SJG-I | 4810131831 |  | 01-02-46-19 | 1 | EA | DISC, VALVE, WDG, DRESSER INDUSTRIAL VALVE, 0958530 | 4810131831 |  |  | DRESSER INDUSTRIES, | 958530
SJG-I | 4810119257 |  | 01-02-46-19 | 1 | EA | GUIDE, VALVE, DRESSER INDUSTRIAL VALVE, 1608701 | 4810119257 |  |  | DRESSER INDUSTRIES, | 1608701
SJG-I | 4810129645 |  | 01-02-46-19 | 1 | EA | RETAINER, GENERAL ELECTRIC COMPANY, 101A824BC-1-10-B03 | 4810129645 |  |  | GENERAL ELECTRIC CO. | 101A824BC-1-10-B03
SJG-I | 4810131765 |  | 01-02-46-19 | 2 | EA | ROD, LIFT, GENERAL ELECTRIC COMPANY, 9475231JAP2 | 4810131765 |  |  | GENERAL ELECTRIC CO. | 9475231JAP2
SJG-I | 4810129686 |  | 01-02-46-19 | 2 | EA | ROLLER, GENERAL ELECTRIC COMPANY, 101A890AY-1-41-C05 | IR90-0240 |  |  | GENERAL ELECTRIC CO. | 101A890AY-1-41-C05
SJG-I | 4810118077 |  | 01-02-46-19 | 1 | EA | SEAT, VALVE, GEAR, GENERAL ELECTRIC COMPANY, 134B116CF-1-10 | IR96-1081 |  |  | GENERAL ELECTRIC CO. | 134B116CF-1-10
SJG-I | 4810128647 |  | 01-02-46-19 | 1 | EA | STACK, DISK, REPAIRABLE, CONTROL COMPONENTS, 923701568, WU:C | 4810128647 |  |  | CONTROL COMPONENTS I | 923701568
SJG-I | 4810125627 |  | 01-02-46-19 | 7 | EA | VALVE, 3-WAY/SERVO, JET-PIPE, 1600 PSI, NON-ASB, ABEX CORP, 78137 | 4810125627 |  |  | ABEX CORPORATION | 78137
SJG-I | 4810131773 |  | 01-02-46-19 | 1 | EA | VALVE, OUTER, GENERAL ELECTRIC COMPANY, 134B252FRP1 | 4810131773 |  |  | GENERAL ELECTRIC CO. | 134B252FRP1
SJG-I | 4810129470 |  | 01-02-46-19 | 1 | EA | VALVE, SOLENOID, TRIP, GENERAL ELECTRIC CO, 207B2939G0001 | IR95-0423 |  |  | GE ENERGY SERVICES | 207B2939G0001
SJG-I | 5305147901 |  | 01-02-46-22 | 396 | EA | SCREW, CAP, HEX, 3/8"DIA, 24 TPI, 2"L, ZINC PLTD CS, 5 GR, A | IR08-0024 |  |  | ANY MFG | BY DESCRP
SJG-I | 4320079546 |  | 01-02-47-01 | 6 | EA | PLUNGER, ASSY/HYD, MILTON ROY COMPANY, 212-0062-020 | IR01-0054 |  |  | MILTON ROY COMPANY | 212-0062-020
SJG-I | 4810113102 |  | 01-02-47-01 | 1 | EA | RING, SEAT CONTROL COMPONENTS, 210301-30 | IR01-0063 |  |  | CONTROL COMPONENTS | 210301-30
SJG-I | 2825000298 |  | 01-02-47-01 | 2 | EA | SEAL, KIT, CYL, WESTINGHOUSE ELECTRIC COR, TJ-G6343-144 | IR01-0055 |  |  | WESTINGHOUSE ELECTRI | TJ-G6343-144
SJG-I | 4810121790 |  | 01-02-47-01 | 2 | EA | SEAT, VALVE, RNG, MASONEILAN DIVISION, 010237-606-596 | IR01-0064 |  |  | ENGINEERED EQUIPMENT | 010237-606-596
SJG-I | 3950000152 |  | 01-02-47-01 | 1 | EA | STEP, SPEED | IR01-0056 |  |  | WAZEE ELECTRIC CO | 6442428-00
SJG-I | 5307152289 |  | 01-02-47-01 | 2 | EA | STUD, TURBINE, BODY BOUND, GENERAL ELECTRIC COMPANY, 264A627 | IR01-0068 |  |  | GENERAL ELECTRIC CO. | 264A6274P0001
SJG-I | 4710100811 |  | 01-02-47-01 | 2 | EA | TUBE, ASSY, ABB POWER T & D CO, 449D751G05 | IR01-0061 |  |  | ABB POWER T & D CO | 449D751G05
SJG-I | 4710100829 |  | 01-02-47-01 | 4 | EA | TUBE, ASSY, ABB POWER T & D INC, 501B719G01 | IR01-0062 |  |  | ABB POWER T & D INC | 501B719G01
SJG-I | 4810128563 |  | 01-02-47-01 | 6 | EA | VALVE, KIT, REPAIR, 3", C.M. KEMP MFG. CO, 21148 | IR01-0053 |  |  | C.M. KEMP MFG. CO | 21148
SJG-I | 5310159669 |  | 01-02-47-01 | 25 | EA | WASHER, INSUL, 7/8"ID, 1-5/8"OD, 3/8"THK, PNM MACHINE SHOP, | IR01-0069 |  |  | PNM MACHINE SHOP | BY DESCRP
SJG-I | 3110059759 |  | 01-02-47-02 | 3 | EA | BEARING, ROLLER, SPHERICAL, 3.9370"ID, 7.0866"OD, 1.8110"W, TAP, SNR CORP, 22220VKB33 | IR01-0095 |  |  | SNR CORPORATION | 22220VKB33
SJG-I | 3110067315 |  | 01-02-47-02 | 2 | EA | HOUSING, BEARING, UCC, 40576-1 | IR01-0096 |  |  | UNITED CONVEYOR CORP | 40576-1
SJG-I | 5999280034 |  | 01-02-47-02 | 1 | AS | MODULE ASSEMBLY, FLOW VELOCITY | IR01-0092 |  |  | NUSONICS INC | 301049-001
SJG-I | 5999267650 |  | 01-02-47-02 | 1 | EA | MODULE, DISTRIBUTION | IR01-0090 |  |  | FOXBORO COMPANY | 2AX+DP10
SJG-I | 5999285470 |  | 01-02-47-02 | 2 | EA | MODULE, ELECTRONIC | IR01-0093 |  |  | FOXBORO ANALYTICAL | SS600-BA
SJG-I | 4730126812 |  | 01-02-47-02 | 2 | EA | NOZZLE, ASSY, 3-1/2", W/3/4 IN JET, COPES-VULCAN, CV346624-1 | IR01-0085 |  |  | CLYDE BERGEMANN, INC | BP346624-1001
SJG-I | 3010049868 |  | 01-02-47-02 | 1 | EA | REDUCER, GEAR, ASSY, ANGUS ELECTRONICS, 50865 | IR01-0094 |  |  | ANGUS ELECTRONICS CO | 50865
SJG-I | 3110064155 |  | 01-02-47-02 | 3 | EA | RING, SEALING, OIL SLING | IR01-0084 |  |  | U.S. ELECTRICAL MOTO | BY DESCRP
SJG-I | 5305153578 |  | 01-02-47-02 | 75 | EA | SCREW, MACHINE, 5/8"DIA, 2"L, 11TPI, 316SS, FLAT/SCKT | IR01-0083 |  |  | ANY MFG | BY DESCRP
SJG-I | 6625001455 |  | 01-02-47-02 | 2 | AS | TRANSDUCER, NUSONICS INC., 201116-001 | IR01-0086 |  |  | NUSONICS INC | 201116-001
SJG-I | 1950001477 |  | 01-02-47-03 | 1 | EA | ARM, ROLLER/LEVER, J.D. TOOL & MACHINE CO., 793-D-070 | IR90-0583 |  |  | J.D. TOOL & MACHINE | 793-D-070
SJG-I | 5315158054 |  | 01-02-47-03 | 20 | EA | PIN, RETAINING, 7.25"L, WESTINGHOUSE ELECTRIC COR, 460B | 5315158054 |  |  | TURGENAUX | BY DESCRP
SJG-I | 5310159677 |  | 01-02-47-03 | 26 | EA | WASHER, INSUL, 1-1/4"ID, 2-1/2"OD, 1/4"THK, PNM MACHINE SHOP, WESTINGHOUSE/SIEMENS ENERGY, 1767943 | IR99-0310 | PNM MACHINE SHOP | WESTINGHOUSE | SIEMENS ENERGY | 1767943
SJG-I | 4320079280 |  | 01-02-47-04 | 4 | EA | CASING, PUMP, GOULDS PUMPS, INC., B10018-9-4201 | IR01-0101 |  |  | GOULDS PUMPS, INC | B10018-9-4201
SJG-I | 3990000212 |  | 01-02-47-04 | 13 | EA | FOLLOWER, PACKING, GLAND, NON-ASBESTOS, UNITED CONVEYOR CORP, 40578-1 | IR01-0098 |  |  | UNITED CONVEYOR CORP | 40578-1
SJG-I | 4320076633 |  | 01-02-47-04 | 1 | EA | IMPELLER, OPEN, 6.93"DIA, 316SS, CLOCKWISE | IR01-0099 |  |  | GOULDS PUMPS, INC | R76794-1203
SJG-I | 4320077706 |  | 01-02-47-04 | 1 | EA | IMPELLER, PUMP, 6.4"DIA, 316 STNLESS STL, WORTHINGTON PUMPS CORP., 959376 | IR01-0100 |  |  | WORTHINGTON PUMPS | 959376
SJG-I | 5999286072 |  | 01-02-47-04 | 2 | EA | MODULE, TRANSMITTER | IR01-0089 |  |  | LEEDS & NORTHRUP | 316529
SJG-I | 4320081054 |  | 01-02-47-04 | 2 | AS | PLUNGER, ASSY/HYDRAULIC, ITEM #212-A | IR01-0102 |  |  | MILTON ROY | 212-0062-040
SJG-I | 5962252903 |  | 01-02-47-05 | 1 | EA | AMPLIFIER, ANALOG, BAILEY CONTROLS COMPANY, 258298A1 | IR01-0073 |  |  | BAILEY CONTROLS | 258298A1
SJG-I | 5999284309 |  | 01-02-47-05 | 1 | EA | BOARD, CIRCUIT, PRINTED, HATHAWAY, 034C456 | IR01-0077 |  |  | HATHAWAY | 034C456
SJG-I | 5999269540 |  | 01-02-47-05 | 1 | EA | BOARD, CIRCUIT, PRINTED, REG, GENERAL ELECTRIC COMPANY, 44B371548-G01 | IR01-0075 |  |  | GENERAL ELECTRIC CO. | 44B371548-G01
SJG-I | 4730124015 |  | 01-02-47-05 | 3 | EA | FLANGE, PIPE, SLIP-ON,SERIES 4000 BONDSTRAND, 4", FBRGL, 150 LB, FLAT, WELDED, AMERON, 40402501 | IR01-0164 |  |  | AMERON | 40402501
SJG-I | 4320081070 |  | 01-02-47-05 | 1 | EA | IMPELLER, (OBS) PUMP, 9-1/8"DIA, 316 SS, LAWRENCE PUMPS, INC., 63 | IR01-0348 |  |  | LAWRENCE PUMPS, INC | 63
SJG-I | 4810113896 |  | 01-02-47-05 | 1 | EA | NOZZLE, 302 SS | IR01-0081 |  |  | LONGERAN VALVE | 009-304-0007
SJG-I | 5905219282 |  | 01-02-47-05 | 2 | EA | RESISTOR, CURRENT SENSING | IR01-0072 |  |  | EXIDE POWER | 141321019
SJG-I | 4610000186 |  | 01-02-47-05 | 4 | EA | RETAINER, LOW | IR01-0079 |  |  | WALLACE & TIERNAN | NP434
SJG-I | 4610000194 |  | 01-02-47-05 | 3 | EA | RETAINER, UPPER | IR01-0080 |  |  | WALLACE & TIERNAN | NP268
SJG-I | 4810115537 |  | 01-02-47-05 | 2 | EA | VALVE, SOLENOID, 2-WAY/NC, 1/2", 3/4", AL, FNPT, 120 V, 0-50 | IR01-0082 |  |  | ASCO | 8215C21
SJG-I | 4320086111 |  | 01-02-47-06 | 1 | EA | BODY, PUMP, PEABODY BARNES INC, 55440 | IR96-1640 |  |  | PEABODY BARNES | 55440
SJG-I | 4320083860 |  | 01-02-47-06 | 1 | EA | BRACKET, AURORA PUMP, 116-0133-010 | IR96-1632 |  |  | AURORA PUMP | 1160133010
SJG-I | 3950000129 |  | 01-02-47-06 | 1 | EA | COIL, ELECTRICAL, BRAKE, WAZEE ELECTRIC COMPANY, 6425716-64 | IR96-1622 |  |  | WAZEE ELECTRIC | 642571664
SJG-I | 3020055939 |  | 01-02-47-06 | 1 | EA | GEAR, SET, SINGLE EXTENSION, MILTON ROY COMPANY, 252-0023-200 | IR96-1612 |  |  | MILTON ROY | 2520023200
SJG-I | 4140001563 |  | 01-02-47-06 | 1 | EA | SHAFT, IMPELLER ASSEMBLY, DRIVE | IR96-1629 |  |  | ROOTS CONNERSVILLE B | 830541022
SJG-I | 4140001571 |  | 01-02-47-06 | 1 | EA | SHAFT, IMPELLER ASSEMBLY, DRIVE | IR96-1630 |  |  | ROOTS CONNERSVILLE B | 830542022
SJG-I | 4320084678 |  | 01-02-47-06 | 2 | EA | SLEEVE, SHAFT, BOTTOM BEARING, 316 SS, PNM MACH, SJS-M429 | IR96-1634 |  |  | WORTHINGTON | 626615
SJG-I | 3950000145 |  | 01-02-47-06 | 1 | EA | TROLLEY, REVERSE CONTACT, WAZEE ELECTRIC, 640021907 | IR96-1624 |  |  | WAZEE ELECTRIC | 640021907
SJG-I | 6665000474 |  | 01-02-47-07 | 1 | EA | ALARM, TRIP/TEMP, 100-0-200 DEG F, RONAN ENGINEERING CO., X8 | IR01-0750 |  |  | RONAN ENGINEERING CO | X82-301-100-0-200F-G
SJG-I | 6695392750 |  | 01-02-47-07 | 6 | EA | CONTACT, ELECTRICAL, LEEDS & NORTHRUP, 029491 | IR01-0746 |  |  | LEEDS & NORTHRUP | 029491
SJG-I | 5920231999 |  | 01-02-47-07 | 2 | EA | FUSE, 440/600 V, 50 A, D15, GOULD INC. ELECTRIC FUSE, D15A050 | IR01-0747 | CARBONE FERRAZ, INC. | D15A050 | GOULD INC. ELECTRIC | D15A050
SJG-I | 3020054403 |  | 01-02-47-07 | 4 | EA | GEAR, DRIVE, ROPER PUMP, D6-646, WU: GEAR PUMP FIG 17AM12, TYPE 1 | IR01-0740 |  | ROPER PUMP CO. | PAMCO STEWART & STEV | D6-646
SJG-I | 4320087606 |  | 01-02-47-07 | 2 | EA | LOCK, IMPLR, GOULDS, A791-2229, WU:GOULDS PMP MDL VIT-FF, 6X | IR01-0738 |  |  | GOULDS PUMPS, INC. | A791-2229/ITEM 677
SJG-I | 3110067877 |  | 01-02-47-07 | 4 | EA | PLATE, CLAMP, BEARING | IR01-0749 |  |  | GARDNER-DENVER CO | 8500743
SJG-I | 4320087002 |  | 01-02-47-07 | 1 | EA | PLUNGER, ASSY | IR01-0743 |  |  | MILTON ROY CO. | 212-0062-030
SJG-I | 6685364231 |  | 01-02-47-07 | 2 | EA | REGULATOR, PRESSURE | IR01-0737 |  |  | FOXBORO COMPANY | CO140PE
SJG-I | 5945242658 |  | 01-02-47-07 | 1 | EA | RELAY, GENERAL ELECTRIC, CR2820B414AA41 | IR01-0741 |  |  | GENERAL ELECTRIC CO. | CR2820B414AA41
SJG-I | 5330221077 |  | 01-02-47-07 | 1 | EA | SEAL, MECHANICAL, MATERIAL BF511C1, 1" SIZE | IR01-0736 |  |  | LAPMASTER INTERNATIO | A8-1000-146 D-1000-3
SJG-I | 4810116030 |  | 01-02-47-07 | 103 | EA | SEAL, OIL/GREASE,60320,SINGLE LIP,0.594"ID,1.124"OD, .313"W | IR01-0744 |  |  | UNITED CONVEYOR CORP | 40615-10
SJG-I | 4320077797 |  | 01-02-47-07 | 1 | EA | SLEEVE, SHAFT, 316SS | IR01-0748 |  |  | WORTHINGTON PUMPS CO | 9901612-001
SJG-I | 4820127795 |  | 01-02-47-07 | 1 | EA | VALVE, RELIEF, SAFETY, ALLEN-SHERMAN HOFF, 005271210028 | IR01-0752 |  |  | ALLEN-SHERMAN HOFF | 005271210028
SJG-I | 3020056226 |  | 01-02-47-07 | 1 | EA | WORM, DRIVE, BAILEY CONTROLS COMPANY, 5324110A1 | IR01-0739 |  |  | BAILEY CONTROLS CO | 5324110A1
SJG-I | 4320086277 |  | 01-02-47-08 | 1 | EA | CROSSHEAD, ASSEMBLY, MILTON ROY COMPANY, 210-0004-000 | IR96-1641 |  |  | MILTON ROY | 2100004000
SJG-I | 4320087333 |  | 01-02-47-08 | 1 | EA | IMPELLER, PUMP, BURKS PUMPS, SA-9524A-7 | IR96-1648 |  |  | BURKS PUMPS | SA9524A7
SJG-I | 4320087341 |  | 01-02-47-08 | 1 | EA | PLATE, RACE WAY | IR96-1649 |  |  | BURKS PUMPS | 207067
SJG-I | 4320086293 |  | 01-02-47-08 | 3 | EA | ROD, ASSEMBLY, CONNECTING, CARBON STEEL, 7/8"X12" | IR96-1642 |  |  | MILTON ROY | 2140019000
SJG-I | 4320086301 |  | 01-02-47-08 | 1 | EA | TRUNNION, CLOSED, MILTON ROY, 2370022006 | IR96-1643 |  |  | MILTON ROY | 2370022006
SJG-I | 3110070921 |  | 01-02-47-09 | 1 | ST | BEARING, ROLLER, 40238, CONE/CUP, 1.1250"ID, 3.1250"OD, 1.0000"W, TAP, TIMKEN CO., 43112 & 43312 | IR01-0197 |  |  | TIMKEN CO | 43112 & 43312
SJG-I | 3110066911 |  | 01-02-47-09 | 15 | EA | BEARING, ROLLER, 50408.4, CAM FOLLOW, 1.5000"OD, 2.4063"W, S | IR01-0196 |  |  | MCGILL MFG CO INC, B | BY DESCRP
SJG-I | 4810135352 |  | 01-02-47-09 | 1 | EA | EXTENSION, BONNET, VALTEK INC, 033323.150, WU: VALTEK VALVES LV-332D, LV-432D, 1-1/2" & 2" VALVE, 2.0 SPUD, AUXILARY STEAM REDUCTION STATION, UNIT 4 | IR01-0199 |  |  | VALTEC, INC. | 033323.150
SJG-I | 5945247277 |  | 01-02-47-09 | 1 | EA | RELAY, PNEUMATIC, LOW GAIN, VALTEK INC, 031350-999-000 | IR01-0202 |  |  | VALTEK INC | 031350-999-000
SJG-I | 5945247178 |  | 01-02-47-09 | 3 | EA | RELAY, TIME DELAY, 120 V, 10 A, 1-180 SECS, 8 PIN, GTE | IR01-0201 |  |  | BELL INDUSTRIES | BY DESCRP
SJG-I | 4320089909 |  | 01-02-47-11 | 19 | EA | PROTECTOR, SHAFT SLEEVE | IR01-0165 |  |  | PROCESS ENGINEERED S | 1002
SJG-I | 3110072687 |  | 01-02-47-12 | 4 | EA | BEARING, BALL, 14309.5, SINGLE ROW CONRAD, 2.5591"ID, 5.5118"OD, 2.5984"W, ANGULAR CONT/MATCHED P, MRC BEARING CORP - MARLIN, 7313DB | IR97-0240 |  |  | MRC BEARING CORP | 7313DB
SJG-I | 3110072943 |  | 01-02-47-12 | 1 | EA | BEARING, COMPLETE PB W/INSERT, PILLOW BLOCK, FAFNIR BEARING, RSAI1-15/16 | IR97-0241 |  |  | FAFNIR BEARING | RSAI1-15/16
SJG-I | 6685371202 |  | 01-02-47-12 | 3 | EA | BUSHING, BAILEY CONTROLS CO, 663902A2, WU: AIR HEATER, U-3 | 6685371202 |  |  | BAILEY CONTROLS COMP | 663902A2
SJG-I | 6630325469 |  | 01-02-47-12 | 2 | EA | CELL, CONDUCTIVITY, LEEDS & NORTHRUP, 4973-01-305-7-000 | IR97-0257 |  |  | LEEDS & NORTHRUP | 4973-01-305-7-000
SJG-I | 4810136640 |  | 01-02-47-12 | 1 | EA | CLEVIS, MASONEILAN DIVISION, 435103-100-250 | IR00-0273 |  |  | MASONEILAN DIVISION | 435103-100-250
SJG-I | 4810136681 |  | 01-02-47-12 | 1 | EA | CLEVIS, MASONEILAN DIVISION, 435105-100-250 | IR00-0277 |  |  | MASONEILAN DIVISION | 435105-100-250
SJG-I | 4810136665 |  | 01-02-47-12 | 1 | EA | DIAPHRAGM, ACTUATOR, 4-1/2", MASONEILAN DIVISION, 035104-014-609 | IR00-0275 |  |  | MASONEILAN DIVISION | 035104-014-609
SJG-I | 4930000486 |  | 01-02-47-12 | 2 | EA | PIPE, INLET, ALFA-LAVAL SEPARATION, IN, 518350-81 | IR97-0254 |  |  | ALFA-LAVAL SEPARATIO | 518350-81
SJG-I | 4810136673 |  | 01-02-47-12 | 1 | EA | PISTON, ROD ASSY | IR00-0276 |  |  | MASONEILAN DIVISION | 035104-020-779
SJG-I | 4810136707 |  | 01-02-47-12 | 2 | EA | PISTON, ROD ASSY | IR00-0278 |  |  | MASONEILAN DIVISION | 035106-020-779
SJG-I | 4810137101 |  | 01-02-47-12 | 1 | EA | RING, PISTON, GENERAL ELECTRIC CO, 05343739P0002 | IR97-0244 |  |  | GENERAL ELECTRIC COM | 05343739P0002
SJG-I | 4810136269 |  | 01-02-47-12 | 1 | EA | SLEEVE, VALVE, TEFLON, W/DIAPHRAGM | IR00-0282 |  |  | DURIRON CO | 5
SJG-I | 4810136277 |  | 01-02-47-12 | 2 | EA | SLEEVE, W/DIAPHRAGM, VALVE, TEFLON | IR97-0251 |  |  | DURIRON CO | 5&6
SJG-I | 5360203250 |  | 01-02-47-12 | 1 | EA | SPRING, BARREL, MASONEILAN DIVISION, 035104-004-609 | IR00-0267 |  |  | MASONEILAN DIVISION | 035104-004-609
SJG-I | 5360203276 |  | 01-02-47-12 | 2 | EA | SPRING, BARREL, MASONEILIAN DIVISION, 035106-004-609 | IR97-0255 |  |  | MASONEILIAN | 035106004609
SJG-I | 5950252352 |  | 01-02-47-12 | 2 | EA | TRANSFORMER, (OBS), DIFFERENTIAL, LUCAS SCHAEVITZ, 6000 XSB | IR97-0256 |  |  | LUCAS SCHAEVITZ | 600XSB
SJG-I | 3110070111 |  | 01-02-47-13 | 2 | EA | COVER, BEARING, THRUST, INNER, WORTHINGTON PUMP CORP, 027411-00 | IR96-0952 |  |  | WORTHINGTON | 002741100
SJG-I | 4320087812 |  | 01-02-47-13 | 1 | EA | DIFFUSER, 1ST STAGE, ITEM 29, WORTHINGTON PUMP CORP, 932643-07 | IR96-1006 |  |  | ALFA LAVAL SEPARATIO | 93264307
SJG-I | 4320081781 |  | 01-02-47-13 | 3 | EA | DISC, BALANCING, WORTHINGTON PUMPS CORP., 977941-00 | IR96-0987 |  |  | WORTHINGTON | 97794100
SJG-I | 5010003472 |  | 01-02-47-13 | 1 | EA | FILTER, ASSY, COLOR 610NM, HACH CHEMICAL COMPANY, 41022-01 | IR96-1127 |  |  | HACH CHEMICAL CO | 41022-01
SJG-I | 4320077722 |  | 01-02-47-13 | 1 | EA | IMPELLER, OBSOLETE/PUMP, 10-7/8"DIA, 317L SS, WORTHINGTON PUMPS CORP., 2114543-004 | IR96-0981 |  |  | WORTHINGTON PUMPS CO | 2114543004
SJG-I | 5310160881 |  | 01-02-47-13 | 3 | EA | NUT, SHAFT SLEEVE, LEFT HAND, INBOARD | IR96-1150 |  |  | WORTHINGTON | 4019810
SJG-I | 5310160899 |  | 01-02-47-13 | 3 | EA | NUT, SHAFT SLEEVE, RIGHT HAND, OUTBOARD | IR96-1151 |  |  | WORTHINGTON | 40220400
SJG-I | 5330212787 |  | 01-02-47-13 | 2 | ST | PACKING | IR96-1230 |  |  | WORTHINGTON | 2991700
SJG-I | 4320081823 |  | 01-02-47-13 | 4 | EA | SLEEVE, DISTANCE, (PNM MACHINE SHOP, SJS-M431) | IR96-0990 |  |  | WORTHINGTON | 370068401
SJG-I | 4320081831 |  | 01-02-47-13 | 4 | EA | SLEEVE, SHAFT, PUMP, (PNM MACHINE SHOP, SJS-M432) | IR96-0991 |  |  | WORTHINGTON | 40196200
SJG-I | 6685366772 |  | 01-02-47-14 | 7 | EA | CONTROLLER, DIRECT ACTION, 3-15 PSIG, FISHER CONTROLS, 2516-1, WU:SO2 INSTRUMENTATION CONTROLLERS, SERIES 2516 | IR97-0477 |  |  | FISHER CONTROLS COMP | 2516-1
SJG-I | 9530000240 |  | 01-02-47-16 | 6 | EA | BAR, NUT 2"X1"X3 3/8", BABCOCK/WILCOX, KS6227627MK8 | IR97-0230 |  |  | BABCOCK & WILCOX | KS6227627MK8
SJG-I | 4810131724 |  | 01-02-47-16 | 1 | EA | BONNET, 2"X2-13/16", 316 STLS STL, FISHER CNTRLS, 2R33033092 | IR97-0214 |  |  | FISHER CONTROLS COMP | 2R3303-33092
SJG-I | 4810133985 |  | 01-02-47-16 | 1 | EA | BONNET, VALVE, OEM, 3", 316 SS, FISHER CONTROLS COMPANY, 2R3488-33092, WU: FISHER 3" E VALVES, UNITS 3 & 4 | IR97-0215 |  |  | FISHER CONTROL | 2R348833092
SJG-I | 6695394160 |  | 01-02-47-16 | 3 | EA | CASSETTE, CHART, DRIVE, ABB KENT-TAYLOR INC, 84S205 | IR97-0200 |  |  | ABB KENT-TAYLOR, INC | 84S205
SJG-I | 6685359991 |  | 01-02-47-16 | 2 | ST | DIAPHRAGM, KIT, CAPSULE, ABB KENT-TAYLOR INC, 42S1581ZJK1 | IR97-0194 |  |  | ABB KENT-TAYLOR, INC | 42S285ZJK1
SJG-I | 6105290214 |  | 01-02-47-16 | 2 | EA | MOTOR, ELECTRIC, WEIGHT CORRECTION, STOCK EQUIP, FE1974 | IR97-0185 |  |  | STOCK EQUIPMENT CO | FE1974
SJG-I | 4310073954 |  | 01-02-47-16 | 2 | EA | RING, PISTON, GENERAL ELECTRIC COMPANY, 9475216AA-17-14C02 | IR97-0207 |  |  | GENERAL ELECTRIC CO. | 9475216AA-17-14C02
SJG-I | 4810116576 |  | 01-02-47-16 | 2 | EA | SEAT, RUBBER, VALVE, BUTTERFLY | IR97-0210 |  |  | ALLIS CHALMERS | 043458
SJG-I | 6695393899 |  | 01-02-47-16 | 3 | EA | SHAFT, BODY/LEVER ASSY, MONITOR MFG, SK-3401-43 | IR97-0199 |  |  | MONITOR MANUFACTURIN | SK-3401-43
SJG-I | 4810118002 |  | 01-02-47-16 | 1 | EA | SPINDLE, VALVE, SAFETY, DRESSER INDUSTRIAL VALVE, 5100203 | IR97-0211 |  |  | DRESSER INDUSTRIES, | 5100203
SJG-I | 6680340228 |  | 01-02-47-16 | 1 | EA | TACHOMETER, 0-5000AZ | IR97-0191 |  |  | AIRPAX ELECTRONICS | 0756311174
SJG-I | 6685360312 |  | 01-02-47-16 | 3 | EA | THERMOCOUPLE, GENERAL ELECTRIC, U252E014U0194 | IR97-0225 |  |  | GENERAL ELECTRIC CO. | U252E014U0194
SJG-I | 6685363811 |  | 01-02-47-16 | 4 | EA | THERMOCOUPLE, TRAVEL, 27'-8", DIAMOND POWER, 3308611122 | IR97-0195 |  |  | DIAMOND POWER | 3308611122
SJG-I | 4320079397 |  | 01-02-47-17 | 9 | EA | COLLAR, DE LAVAL TURBINE INC., P-555AG | IR01-0057 |  |  | DELAVAL TURBINE INC | P-555AG
SJG-I | 6685370907 |  | 01-02-47-17 | 2 | EA | CONTROLLER, DIFFERENTIAL, 0-200 LBS, 1500 LBS, ARMSTRONG INDUSTRIES, INC, 82DC | IR01-0192 |  |  | ARMSTRONG INDUSTRIES | 82DC
SJG-I | 5330228783 |  | 01-02-47-17 | 1 | EA | GASKET, PINION CAGE CAP, MARLEY COOLING TOWER, 362756M | 5330228783 |  |  | JAMES, COOKE, & HOBS | 362756M
SJG-I | 4320079363 |  | 01-02-47-17 | 6 | EA | SHOE | IR97-0277 |  |  | DELAVAL TURBINE | PM1026M
SJG-I | 4320079405 |  | 01-02-47-17 | 1 | EA | SLEEVE | IR01-0058 |  |  | IMO DELAVAL INC | P-171D
SJG-I | 4320079413 |  | 01-02-47-17 | 2 | EA | SUPPORT | IR01-0059 |  |  | IMO DELAVAL INC | P-1148R
SJG-I | 0100000371 |  | 01-02-47-18 | 2 | EA | ATOMIZER, HEAD, OIL GUN (UNIT 1), PNM MACHINE SHOP, SJS-M1004, WU: UNIT 1 FOSTER WHEELER IGNITOR | 0100000371 |  |  | PNM MACHINE SHOP | SJS-M1004
SJG-I | 5999275232 |  | 01-02-47-18 | 1 | EA | BOARD, CIRCUIT, PRINTED, 1/2, GENERAL ELECTRIC CO, 44B331753 | IR90-0328 |  |  | GENERAL ELECTRIC CO | 44B331753G113
SJG-I | 5962253802 |  | 01-02-47-18 | 1 | EA | BOARD, CIRCUIT, PRINTED, DISPLAY/KEYBD, AMETEK, INC., 803785 | 5962253802 |  |  | AMETEK/THERMOX INSTR | 803785SE
SJG-I | 6680343560 |  | 01-02-47-18 | 4 | EA | GLASS, SIGHT, ASSY/LENS, PYREX, FORNEY INTERNATIONAL, INC, 7 | 6680343560 |  |  | FORNEY INTERNATIONAL | 75565-03
SJG-I | 1950003093 |  | 01-02-47-18 | 1 | EA | MOTOR, ELECTRIC, GENERAL ELECTRIC 134B390BR 3 66 B17 | IR90-0189 |  |  | GENERAL ELECTRIC CO. | 134B390BR 3 66 B17
SJG-I | 6105290214 |  | 01-02-47-18 | 1 | EA | MOTOR, ELECTRIC, WEIGHT CORRECTION, STOCK EQUIP, FE1974 | IR97-0185 |  |  | STOCK EQUIPMENT CO | FE1974
SJG-I | 5999287062 |  | 01-02-47-18 | 1 | EA | POWERSUPPLY, 120/240, 5, 1/0.5, 6.5 W, 50/60 HZ, 1 PH, | 5999287062 |  |  | ALLEN-BRADLEY CO. | 1771-P2
SJG-I | 5930230510 |  | 01-02-47-18 | 1 | EA | RELAY, CONTROL, LOCK OUT, 125 VDC, TERM SCR, ELECTRO SWITCH | 5930230510 |  |  | ELECTROSWITCH CORP. | 7828-KD
SJG-I | 4810134595 |  | 01-02-47-18 | 1 | EA | RETAINER, LOW NOISE, VALTEK INC, 019159-150-000 | 4810134595 |  |  | FLOWSERVE FCD CORPOR | BY DESCRP
SJG-I | 3950000111 |  | 01-02-47-18 | 1 | EA | STATION, PUSHBUTTON, ON/OFF / SPEED, WAZEE ELECTRIC COMPANY, | 3950000111 |  |  | WAZEE ELECTRIC | J6-2-5B INSTALL
SJG-I | 5930231237 |  | 01-02-47-18 | 4 | EA | SWITCH, LIMIT, SNAPLOCK, 125-600/20-5 AC/5-1.50 DC, FORNEY I | 5930231237 |  |  | FORNEY INTERNATIONAL | X-73187-00
SJG-I | 5930229231 |  | 01-02-47-18 | 1 | EA | SWITCH, LIMIT, SNAPLOCK, FORNEY INTERNATIONAL, X-73186-00 | IR97-0621 |  |  | FORNEY INTERNATIONAL | X-73186-00
SJG-I | 5930232656 |  | 01-02-47-18 | 1 | EA | SWITCH, PRESSURE, LOW/OIL, 25-150#/2-10KG, HNYWLL, L404V10202 | IR97-0408 |  |  | HONEYWELL, INC. | L404V10202
SJG-I | 5930228456 |  | 01-02-47-18 | 2 | EA | SWITCH, TEMPERATURE, 125/250 V, 15 A, 200-425 DEG F, UN | 5930228456 |  |  | CONSOLIDATED ELECTRI | B-402-121
SJG-I | 4730112929 |  | 01-02-47-19 | 10 | EA | NOZZLE, SPRAY, 1-1/4", HASTALLOY, FNPT, 120 DEG SQ | IR02-0003 |  |  | BETE FOG NOZZLE INC. | FMP437WSQ
SJG-I | 4730119320 |  | 01-02-47-19 | 4 | EA | NOZZLE, SPRAY, HASTALLOY, 200 GPM/3 PSI, 86 DEG | IR02-0004 |  |  | LECHLER, INC | 485.666.2304
SJG-I | 0100004098 |  | 01-02-47-20 | 3 | EA | COUPLING, PIPE, 6" SINGLE, W/NON-ASB GASKET | 0100004098 |  |  | BABCOCK & WILCOX | A-4537W
SJG-I | 0100004241 |  | 01-02-47-20 | 2 | EA | FLANGE, PIPE, HALF, EJECTOR, INLET, ALLEN SHERMAN HOFF, 15932 | 0100004241 |  |  | ALLEN SHERMAN HOFF | 15932
SJG-I | 0100004239 |  | 01-02-47-20 | 2 | EA | FOLLOWER, CAST IRON, U4 BOTTOM ASH 8" LINE | 0100004239 |  |  | ALLEN SHERMAN HOFF | 4884-1
SJG-I | 0100004042 |  | 01-02-47-20 | 2 | EA | NOZZLE, TIP, TAG #301, DIAMOND POWER IND., A14302-18, WU: U4 BOTTOM ASH 8" HYDROEJECTOR-ITEM WILL BE STAMPED W/A14303-18 | 0100004042 |  |  | DIAMOND POWER INTERN | A14302-18
SJG-I | 0100004719 |  | 01-02-47-20 | 3 | EA | SPROCKET, DRIVE, DIAMOND POWER, SP228231, WU:U4 FOR DOUBLE ROLL GRINDER A-1940-3-C-LH | 0100004719 |  |  | DIAMOND POWER | SP228231
SJG-I | 6685370568 |  | 01-02-47-23 | 2 | EA | REGULATOR, PRESSURE, 13-30 PSI | IR01-0138 |  |  | FISHER CONTROLS CO. | 95L-127S
SJG-I | 5345000532 |  | 01-02-48-01 | 3 | EA | DISC, SUPPORT, STAINLESS STEEL, A.P.V. EQUIP, BY DESCRP | IR96-1692 |  |  | APV EQUIPMENT | BY DESCRP
SJG-I | 5330174219 |  | 01-02-48-01 | 2 | EA | GASKET, KIT, PLATE, (4) PORT GASKETS, (1) MAIN BODY GASKET, NON-ASB, A.P.V. EQUIPMENT CO., H20135 | IR96-1673 |  |  | APV EQUIPMENT CO | H20135
SJG-I | 5999269854 |  | 01-02-48-02 | 1 | EA | BOARD, CIRCUIT, OBSOLETE/ PRINTED, YOKOGAWA CORPORATION, E9508HD | IR96-1465 |  |  | YOKOGAWA CORP | E9508HD
SJG-I | 5999270522 |  | 01-02-48-02 | 1 | EA | BOARD, CIRCUIT, PRINTED, MCROPRCSSR 1, CNTRL DATA, 77830201G | IR96-1469 |  |  | CONTROL DATA CORPORA | 77830201G
SJG-I | 6685362722 |  | 01-02-48-02 | 1 | EA | THERMOSTAT, CONTROL, 50-250 DEG F, WATLOW ELEC, A2040110 | IR96-1548 |  |  | WATLOW ELECTRIC MFG. | A204-0-1-10
SJG-I | 4410000030 |  | 01-02-48-03 | 1 | EA | PLUG, 3-1/4", HANDHOLE MASTER, BABCOCK/WILCOX, DWG73226CD33 | IR96-1011 |  |  | BABCOCK AND WILCOX | DWG73226CD33
SJG-I | 4410000105 |  | 01-02-48-03 | 2 | EA | PLUG, 4", HANDHOLE MASTER, BABCOCK/WILCOX, DWG7145CD8 | IR96-1014 |  |  | BABCOCK AND WILCOX | DWG7145CD8
SJG-I | 4810118275 |  | 01-02-48-03 | 2 | EA | RING, SEAT, VALVE, CHROME, STAINLESS STEEL, 10" | IR96-1082 |  |  | WM POWELL CO | BY DESCRP
SJG-I | 5999270670 |  | 01-02-48-04 | 1 | EA | BOARD, CIRCUIT, OBSOLETE/ PRINTED, ALARM, HACH CHEMICAL COMPANY, IN, 15653-00 | IR96-1470 |  |  | HACH CHEMICAL | 1565300
SJG-I | 5999271801 |  | 01-02-48-04 | 1 | EA | BOARD, CIRCUIT, PRINTED, AMPL, HACH CHEMICAL COMPANY, IN, 15819-00 | IR96-1472 |  |  | HACH CHEMICAL CO | 15819-00
SJG-I | 5999273633 |  | 01-02-48-04 | 1 | EA | BOARD, CIRCUIT, PRINTED, MULTIPLIER/DIVIDER, FOXBORO COMPANY, 2AX+MUL | IR96-1479 |  |  | FOXBORO | 2AX+MUL
SJG-I | 5999273914 |  | 01-02-48-04 | 1 | EA | BOARD, CIRCUIT, PRINTED, OUTPUT, FOXBORO COMPANY, 2AD-VAI | IR96-1480 |  |  | FOXBORO | 2ADVAI
SJG-I | 6685368141 |  | 01-02-48-04 | 1 | EA | CONTROL, PANEL ASSEMBLY | IR96-1557 |  |  | PARR INSTRUMENT CO | A300E3
SJG-I | 5999270217 |  | 01-02-48-04 | 1 | EA | MODULE, POWER SUPPLY | IR96-1468 |  |  | ROCHESTER INSTRUMENT | AN179AY
SJG-I | 5999268328 |  | 01-02-48-05 | 3 | EA | BOARD, CIRCUIT, PRINTED, ANALOG/CNTRL, BAILEY CONTROLS COMPANY, 6626712A1, WU:BAILEY METER ANALOG CONTROL SYSTEM MODEL 820, UNIT 1 | IR96-1460 |  |  | BAILEY METER | 6626712A1
SJG-I | 4730118173 |  | 01-02-48-05 | 57 | EA | FITTING, PIPE, TUBING, ADAPTER, GENERAL ELECTRIC, U126XTFSP0009 | IR96-1026 |  |  | GENERAL ELECTRIC | U126XTFSP0009
SJG-I | 3010048407 |  | 01-02-48-06 | 8 | EA | ARM, ACTUATOR, BAILEY CONTROLS COMPANY, 5323122A1 | IR96-0916 |  |  | BAILEY CONTROL | 5323122A1
SJG-I | 5950251685 |  | 01-02-48-06 | 4 | EA | CHOKE, RESEARCH COTTRELL, INC., 50414-L1 | IR96-1400 |  |  | HAMON RESEARCH-COTTR | 50414-L1
SJG-I | 5961004123 |  | 01-02-48-07 | 2 | EA | RECTIFIER, SLCN CNTRLLED, CYBEREX SERVICE CORP., 23-31-00000 | IR01-0147 |  |  | CYBEREX INC. | 23-31-000007
SJG-I | 5961003687 |  | 01-02-48-07 | 1 | EA | RECTIFIER, STACK, C & D BATTERIES DIV., JS-452 | IR01-0146 |  |  | C & D BATTERIES DIV. | JS-452
SJG-I | 3660000252 |  | 01-02-48-08 | 3 | EA | BAR, LIVINGSTON-WILBOR CORP, 801-705-991, WU:FOSTER WHEELER MBF23 PULVERIZER,UNITS 1 & 2, | IR01-0212 |  |  | LIVINGSTON-WILBOR CO | 801-705-991
SJG-I | 3110062332 |  | 01-02-48-08 | 1 | EA | BEARING, BALL, SINGLE ROW, 1.2500"ID, 3.1496"OD, 2.0313"W, SPHERICAL OUTER RACE, FAFNIR BEARING, MUOBX1-1/4 | IR01-0208 |  |  | FAFNIR BEARING | MUOBX1-1/4
SJG-I | 4810132722 |  | 01-02-48-08 | 2 | EA | FLANGE, END, VALVE, 2"ID, 300/600 LB, VALTEK INC, 001081-150 | IR01-0198 |  |  | VALTEK, INC. | 001081-150
SJG-I | 3660000617 |  | 01-02-48-08 | 2 | EA | RETAINER, GATE, CI, B&W, BY DESCRP,WU:PYRITES GATE ASSYMPS 8 | IR01-0213 |  |  | BABCOCK & WILCOX | BY DESCRP
SJG-I | 4140000524 |  | 01-02-48-08 | 2 | EA | STEM, VALVE, PILOT, BAILEY CONTROLS COMPANY, 5314747A1 | IR01-0215 |  |  | BAILEY CONTROLS COMP | 5314747A1
SJG-I | 4730131374 |  | 01-02-48-08 | 4 | ST | STRAINER, KIT, BNET, BODY BLOW DOWN, LOCKNUT, VLV, SCRN, GSK | IR01-0224 |  |  | YARWAY CORP. | 968358-02
SJG-I | 3110067505 |  | 01-02-48-09 | 1 | EA | BEARING, BALL, 12941, SINGLE ROW CONRAD, 1.5748"ID, 4.3307"OD, 1.0630"W, ANGULAR CONT, SKF INDUSTRIES INC, 7408BMG | IR96-0948 |  |  | SKF INDUSTRIES INC | 7408BMG
SJG-I | 4320087820 |  | 01-02-48-09 | 2 | EA | CHANNEL, DIFFUSER, WORTHINGTON PUMP CORP, 932645-05 | IR96-1007 |  |  | WORTHINGTON | 93264505
SJG-I | 3110070137 |  | 01-02-48-09 | 2 | EA | COVER, BEARING, LINE, WORTHINGTON PUMP CORP, 003129-00 | IR96-0954 |  |  | WORTHINGTON | 00312900
SJG-I | 3110070103 |  | 01-02-48-09 | 1 | EA | HOUSING, BEARING, THRUST, WORTHINGTON PUMP CORP, 003132-00 | IR96-0951 |  |  | WORTHINGTON PUMP COR | 00313200
SJG-I | 4320081815 |  | 01-02-48-09 | 4 | EA | RING, THRUST, (PNM MACHINE SHOP, SJS-M430) | IR96-0989 |  |  | WORTHINGTON | 40196400
SJG-I | 5999267718 |  | 01-02-48-10 | 1 | EA | BOARD, CIRCUIT, PRINTED, GE, 0947D396G0001 | IR01-0018 |  |  | GENERAL ELECTRIC CO. | 0947D396G0001
SJG-I | 5999267726 |  | 01-02-48-10 | 1 | EA | BOARD, CIRCUIT, PRINTED, GE, 0947D396G0002 | IR01-0019 |  |  | GENERAL ELECTRIC CO. | 0947D396G0002
SJG-I | 5999267759 |  | 01-02-48-10 | 1 | EA | BOARD, CIRCUIT, PRINTED, GE, 115D2912G005 | IR01-0020 |  |  | GENERAL ELECTRIC CO. | 115D2912G005
SJG-I | 5999270332 |  | 01-02-48-10 | 1 | EA | BOARD, CIRCUIT, PRINTED, GENERAL ELECTRIC, 0872D432G0003 | IR01-0024 |  |  | GENERAL ELECTRIC | 0872D432G0003
SJG-I | 5999269441 |  | 01-02-48-10 | 1 | EA | BOARD, CIRCUIT, PRINTED, GENERAL ELECTRIC, 0872D437G0002 | IR01-0022 |  |  | GENERAL ELECTRIC | 0872D437G0002
SJG-I | 5999268807 |  | 01-02-48-10 | 1 | EA | BOARD, CIRCUIT, PRINTED, GENERAL ELECTRIC, 0994D129G0002 | IR01-0021 |  |  | GENERAL ELECTRIC | 0994D129G0002
SJG-I | 5999269938 |  | 01-02-48-10 | 1 | EA | BOARD, CIRCUIT, PRINTED, GENERAL ELECTRIC, 117D9929G0002 | IR01-0023 |  |  | GENERAL ELECTRIC | 117D9929G0002
SJG-I | 5945247236 |  | 01-02-48-10 | 2 | EA | ENCODER, ECCENTRICITY, GENERAL ELECTRIC COMPANY, 126C1779PT4 | IR01-0016 |  |  | GENERAL ELECTRIC CO. | 126C1779PT4
SJG-I | 5945246089 |  | 01-02-48-10 | 7 | EA | RELAY, REED, 10 VDC, DPDT, HAGAN CONTROLS, 181867 | IR01-0014 |  |  | HAGAN CONTROLS | 181867
SJG-I | 5950250471 |  | 01-02-48-10 | 1 | EA | TRANSFORMER, MAGNETEK CORPORATION, 2095-001 | IR01-0017 |  |  | MAGNETEK | 2095-001
SJG-I | 5945247228 |  | 01-02-48-10 | 1 | EA | UNIT, TRIP, GENERAL ELECTRIC, 754E214PT7&14 | IR01-0015 |  |  | GENERAL ELECTRIC CO. | 754E214PT7&14
SJG-I | 5999271272 |  | 01-02-48-11 | 1 | EA | BOARD, CIRCUIT, PRINTED, GENERAL ELECTRIC, 0485L175G0002 | IR01-0029 |  |  | GENERAL ELECTRIC | 0485L175G0002
SJG-I | 5999270878 |  | 01-02-48-11 | 1 | EA | BOARD, CIRCUIT, PRINTED, GENERAL ELECTRIC, 0485L175G010 | IR01-0026 |  |  | GENERAL ELECTRIC | 0485L175G010
SJG-I | 5999271470 |  | 01-02-48-11 | 1 | EA | BOARD, CIRCUIT, PRINTED, GENERAL ELECTRIC, 0872D437G0001 | IR01-0030 |  |  | GENERAL ELECTRIC | 0872D437G0001
SJG-I | 5999271066 |  | 01-02-48-11 | 1 | EA | BOARD, CIRCUIT, PRINTED, GENERAL ELECTRIC, 0948D192G0002 | IR01-0027 |  |  | GENERAL ELECTRIC | 0948D192G0002
SJG-I | 5999271785 |  | 01-02-48-11 | 1 | EA | BOARD, CIRCUIT, PRINTED, GENERAL ELECTRIC, 115D2959G0002 | IR01-0031 |  |  | GENERAL ELECTRIC | 115D2959G0002
SJG-I | 5945244803 |  | 01-02-48-14 | 2 | EA | RELAY, 115V, 60HZ, WESTINGHOUSE, 302AM30P | IR96-1377 |  |  | WESTINGHOUSE ABB POW | 302AM30P
SJG-I | 4810133167 |  | 01-02-48-14 | 1 | EA | RING, SEAT, VALVE | IR96-1102 |  |  | VALTEK INC | 00301315000
SJG-I | 6685369230 |  | 01-02-48-14 | 1 | EA | THERMOCOUPLE, WESTINGHOUSE ELECTRIC, 880C935021 | IR96-1561 |  |  | WESTINGHOUSE | 880C935021
SJG-I | 5330205773 |  | 01-02-48-15 | 18 | EA | GASKET, OBSOLETE, PLATE, LEFT-HAND, NON-ASB, THE ANCHOR PACKING CO, BY DESCRP, APV EQUIPMENT, 231028 | IR96-1683 |  | THE ANCHOR PACKING C | APV EQUIPMENT | 231028
SJG-I | 3950000137 |  | 01-02-48-15 | 1 | EA | HOIST, REVERSE CONTACT | IR96-1623 |  |  | WAZEE ELECTRIC | 644243800
SJG-I | 5310161244 |  | 01-02-48-15 | 3 | EA | LOCKNUT | IR96-1153 |  |  | GENERAL ELECTRIC | 134B353AA29B03
SJG-I | 5999283939 |  | 01-02-48-15 | 1 | EA | MODULE, PLUGGING | IR96-1497 |  |  | P&H CRANE HARNISCHFE | 100E42871
SJG-I | 5905230677 |  | 01-02-48-15 | 1 | EA | RESISTOR | IR96-1304 |  |  | P&H HARNISCHFEGER | 80Z31D13
SJG-I | 3950000046 |  | 01-02-48-15 | 1 | EA | ROTOR, SUB ASSEMBLY | IR96-0964 |  |  | P&H CRANE HARNISCHFE | 974F65F2
SJG-I | 3950000095 |  | 01-02-48-15 | 3 | EA | SHOE, BRAKE, ASSY, HARNISCHFEGER CORPORATION, 915F74-1 | IR96-0967 |  |  | P&H CRANE HARNISCHFE | 915F741
SJG-I | 3950000053 |  | 01-02-48-15 | 1 | EA | STATOR, ASSEMBLY | IR96-0965 |  |  | P&H CRANE HARNISCHFE | 971E63F1
SJG-I | 5950251735 |  | 01-02-48-15 | 1 | EA | TRANSFORMER, HARNISCHFEGER CORPORATION, 75Z541D1 | IR96-1401 |  |  | P&H CRANE HARNISCHFE | 75Z541D1
SJG-I | 5310161236 |  | 01-02-48-15 | 4 | EA | WASHER, LOCKING, GENERAL ELECTRIC, 134B353AA1028B03 | IR96-1152 |  |  | GENERAL ELECTRIC | 134B353AA1028B03
SJG-I | 3010050239 |  | 01-02-48-16 | 7 | EA | BALL, MASSONEILAN DIV, 971699005163, WU: MASONEILAN TRANSDUCER MDL 8006, SO2, UNITS 1 & 2 | IR96-0918 |  |  | MASSONEILAN DIVISION | 971699005163
SJG-I | 3010048258 |  | 01-02-48-16 | 1 | EA | DIAPHRAGM, RELAY, FISHER CONTROLS COMPANY, 1P807602272 | IR96-0915 |  |  | FISHER CONTROLS COMP | 1P807602272
SJG-I | 3020056192 |  | 01-02-48-16 | 1 | EA | GEAR, WORM, BAILEY CONTROLS COMPANY, 5324093K1 | IR96-0928 |  |  | BAILEY CONTROL | 5324093K1
SJG-I | 4320090535 |  | 01-02-48-16 | 1 | EA | LOCKWASHER, BEARING, RADIAL, STEEL | IR96-1009 |  |  | INGERSOLL RAND | 20A19W05
SJG-I | 4810135022 |  | 01-02-48-16 | 4 | EA | PIN, SPIRAL | IR96-1107 |  |  | FISHER CONTROLS | 1V539538992
SJG-I | 4310074424 |  | 01-02-48-16 | 1 | EA | PLATE, RETAINING | IR96-0977 |  |  | FAIRCHILD IND | 6027
SJG-I | 2940000082 |  | 01-02-48-16 | 1 | EA | PLATE, SEAL, BRASS | IR96-0913 |  |  | AMF CUNO-PROCESS EQU | 3424532
SJG-I | 4810127003 |  | 01-02-48-16 | 1 | EA | PROTECTOR, DIAPHRAGM, TEE | IR96-1094 |  |  | FISHER CONTROLS | 1K881006242
SJG-I | 5305150301 |  | 01-02-48-16 | 8 | EA | SCREW, CAP, SOCKET, FLAT, ALLOY STEEL, 3/4"X10" | IR96-1132 |  |  | BARNHILL BOLT CO | BY DESCRP
SJG-I | 5305150897 |  | 01-02-48-16 | 49 | EA | SCREW, HEAD, CAP, SOCKET, HEX, ALLOY STEEL, #8X1" | IR96-1133 |  |  | BARNHILL BOLT CO | BY DESCRP
SJG-I | 4810116659 |  | 01-02-48-16 | 7 | EA | SPRING, PILOT, VALVE | IR96-1070 |  |  | MOORE PRODUCTS | 675049
SJG-I | 4810130551 |  | 01-02-48-16 | 1 | EA | STEM, DEZURIK, VALVE, 1.5" | IR96-1099 |  |  | DEZURIK | 1145669
SJG-I | 4810130536 |  | 01-02-48-16 | 2 | EA | STEM, VALVE, 3", TYPE 1350 | IR96-1098 |  |  | DEZURIK | 1145030
SJG-I | 5930230288 |  | 01-02-48-16 | 2 | EA | SWITCH, LEVEL, MERC/TILT, 120V, W/BX, RAMSEY TECH, 2138FM | IR96-1347 |  |  | RAMSEY TECHNOLOGY | 2138FM
SJG-I | 6630325121 |  | 01-02-48-17 | 5 | KT | ANALYZER, KIT, MAINTENANCE, HACH CHEMICAL COMPANY, 4102400 | IR96-1535 |  |  | HACH CHEMICAL CO | 4102400
SJG-I | 5999280448 |  | 01-02-48-18 | 4 | EA | ARMATURE, MAGNET, SIEMENS-ALLIS, 25-106-920-804 | IR96-1487 |  |  | ALLIS-CHALMERS | 25-106-920-804
SJG-I | 5999272767 |  | 01-02-48-18 | 2 | EA | BOARD, CIRCUIT, OBSOLETE/PRINTED, GENERAL ELECTRIC COMPANY, 117D7344G0001, OBSOLETE TO SJGS | IR96-1477 |  |  | GENERAL ELECTRIC | 117D7344G0001
SJG-I | 5999274060 |  | 01-02-48-18 | 2 | EA | BOARD, CIRCUIT, PRINTED, ANALOG COMPARATOR 1, ROSEMOUNT ANALYTICAL, 398707 | IR96-1593 |  |  | ROSEMOUNT ANALYTICAL | 398707
SJG-I | 5999272759 |  | 01-02-48-18 | 1 | EA | BOARD, CIRCUIT, PRINTED, ANALOG COMPARATOR 7, ROSEMOUNT ANALYTICAL, 398557 | IR96-1476 |  |  | ROSEMOUNT ANALYTICAL | 398557
SJG-I | 5999272585 |  | 01-02-48-18 | 1 | EA | BOARD, CIRCUIT, PRINTED, ANALOG COMPARTOR 8, ROSEMOUNT ANALYTICAL, 398875 | IR96-1474 |  |  | ROSEMOUNT ANALYTICAL | 398875
SJG-I | 5999269185 |  | 01-02-48-18 | 1 | EA | BOARD, CIRCUIT, PRINTED, ANALOG SW #1, ROSEMOUNT ANALYTICAL, 398702 | IR96-1464 |  |  | ROSEMOUNT ANALYTICAL | 398702
SJG-I | 5999269177 |  | 01-02-48-18 | 1 | EA | BOARD, CIRCUIT, PRINTED, DIGITAL CONPARATOR 3, ROSEMOUNT ANALYTICAL, 398545 | IR96-1463 |  |  | ROSEMOUNT ANALYTICAL | 398545
SJG-I | 5999268336 |  | 01-02-48-18 | 2 | EA | BOARD, CIRCUIT, PRINTED, HTL LATCH 1, ROSEMOUNT ANALYTICAL, 398697 | IR96-1462 |  |  | ROSEMOUNT ANALYTICAL | 398697
SJG-I | 5999269904 |  | 01-02-48-18 | 1 | EA | BOARD, CIRCUIT, PRINTED, PROGM PAN 2, FORNEY INTERNATIONAL, INC, C35835-01 | IR96-1466 |  |  | FORNEY INTERNATIONAL | C3583501
SJG-I | 5999274433 |  | 01-02-48-18 | 1 | EA | BOARD, PRINTED CIRCUIT, OUTPUT MODULE, GENERAL ELEC, 421041 | IR96-1482 |  |  | GENERAL ELECTRIC COM | 421041
SJG-I | 4810115396 |  | 01-02-48-18 | 1 | EA | BODY, VALVE, DIAMOND POWER SPECIALTY C, 108123-4021 | IR96-1065 |  |  | DIAMOND POWER | 1081234021
SJG-I | 4810114597 |  | 01-02-48-18 | 1 | EA | BODY, VALVE, LEFT HAND LOWER, DIAMOND POWER SPECIALTY C, 108123-1027 | IR96-1056 |  |  | DIAMOND POWER | 1081231027
SJG-I | 4810119745 |  | 01-02-48-18 | 1 | EA | BODY, VALVE, LEFT HAND, UPPER, DIAMOND POWER SPECIAL, 1081233023 | IR96-1090 |  |  | DIAMOND POWER SPECIA | 1081233023
SJG-I | 4810114167 |  | 01-02-48-18 | 1 | EA | BODY, VALVE, WITH CONNECTION ASSEMBLY, RIGHT HAND LOWER ROTATABLE, DIAMOND POWER SPECIALTY C, 108123-2025, WU:STEAM DRUM, DURA-PORT GAUGE VL | IR96-1054 |  |  | DIAMOND POWER | 1081232025
SJG-I | 5999280893 |  | 01-02-48-18 | 1 | EA | CONTACT, ELEC, STATNRY, GENERAL ELECTRIC CO, K6073075G1 | IR96-1490 |  |  | GENERAL ELECTRIC CO. | K6073075G1
SJG-I | 5999281040 |  | 01-02-48-18 | 1 | EA | CONTACT, ELECTRICAL, MOVABLE, GEN ELEC CO, K8067076G1 | IR96-1492 |  |  | GENERAL ELECTRIC CO. | K8067076G1
SJG-I | 5330192963 |  | 01-02-48-18 | 1 | EA | GASKET, KIT, NON-ASB, ABB KENT-TAYLOR INC, 155S125 | IR96-1207 |  |  | ABB KENT TAYLOR | 155S125
SJG-I | 5365209344 |  | 01-02-48-18 | 1 | EA | RING, 6", LOCK | IR96-1276 |  |  | ABB AIR PREHEATER | BY DESCRP
SJG-I | 3950000061 |  | 01-02-48-18 | 1 | EA | ROTOR, ASSEMBLY | IR96-0966 |  |  | P&H CRANE HARNISCHFE | 974F671
SJG-I | 6630325113 |  | 01-02-48-19 | 1 | KT | ANALYZER, KIT, INSTALLATION, HACH CHEMICAL CO, 31052-00 | IR96-1534 |  |  | HACH CHEMICAL CO | 3105200
SJG-I | 5340189496 |  | 01-02-48-19 | 5 | EA | CAP, ASSY/END, FLUID SYSTEMS DIVISION, 05-0807, ITEM OBSOLETE TO SJGS | IR96-1238 |  |  | FLUID SYSTEMS DIVISI | 050807
SJG-I | 5365213528 |  | 01-02-48-19 | 19 | EA | RING SET/KIT, SEGMENTED | IR96-1279 |  |  | FLUID SYSTEMS | 100225
SJG-I | 5365213536 |  | 01-02-48-19 | 18 | EA | RING, RETAINING, LARGE | IR96-1280 |  |  | FLUID SYSTEMS | 100615
SJG-I | 4320087838 |  | 01-02-48-19 | 1 | EA | STUFFING BOX, SUCTION END | IR96-1008 |  |  | WORTHINGTON | 93264801
SJG-I | 4710100910 |  | 01-02-48-19 | 46 | EA | TUBE, STUB, FLUID SYSTEMS DIVISION, 050301 | IR96-1020 |  |  | FLUID SYSTEMS DIVISI | 050301
SJG-I | 5955000012 |  | 01-02-48-20 | 6 | EA | CRYSTAL, ELECTRICAL, QUARTZ, 15.75 KC, ARVIN/DIA 847475-004 | IR96-1407 |  |  | ARVIN DIAMOND | 847475004
SJG-I | 5330189506 |  | 01-02-48-20 | 7 | EA | GASKET, BODY, NON-ASB, FISHER CONTROLS CO, 1A8325-04032 | IR96-1197 |  |  | FISHER CONTROL | 1A832504032
SJG-I | 5330188805 |  | 01-02-48-20 | 4 | EA | GASKET, DUAPHRAGM, NON-ASB, FISHER CONTROLS CO, 1K7001-04142 | IR96-1195 |  |  | FISHER CONTROL | 1K700104142
SJG-I | 5330187021 |  | 01-02-48-20 | 1 | EA | GASKET, DUCT, NON-ASB, WESTERN PRECIPITATION A1453674 | IR96-1189 |  |  | WESTERN PRECIPITATIO | A1453674
SJG-I | 5330188870 |  | 01-02-48-20 | 7 | ST | GASKET, KIT, VLV, (1) BODY 4058X1, (1) CAP GSKT (032) 1297, NON-ASB, TELEDYNE FARRIS ENGR, BY DESCRP | IR96-1196 |  |  | TELEDYNE FARRIS | BY DESCRP
SJG-I | 5330187351 |  | 01-02-48-20 | 1 | EA | GASKET, VLV, 18", NON-ASB, WALWORTH CO, 605796 | IR96-1191 |  |  | WALWORTH CO | 605796
SJG-I | 4810127243 |  | 01-02-48-20 | 4 | EA | GLAND, PACKING, VALVE, NON-ASB, YARWAY CORP., 100542, WU: YARWAY VALVE, 2-1/2", TYPE 5515B-F11, UNIT 1&2 BOILER | IR96-1095 |  |  | YARWAY CORP | 100542
SJG-I | 4810127722 |  | 01-02-48-20 | 3 | EA | GLAND, PACKING, VALVE, YARWAY CORP., 100452 | IR96-1096 |  |  | YARWAY CORP | 100452
SJG-I | 5999284945 |  | 01-02-48-20 | 3 | EA | MATES, W/SOCKET HOUSING | IR96-1499 |  |  | AMP SPECIAL IND | 14803030
SJG-I | 5999269995 |  | 01-02-48-20 | 1 | EA | MODULE, CURRENT, LIMITER | IR96-1467 |  |  | EXIDE POWER | 101071691
SJG-I | 5310157861 |  | 01-02-48-20 | 1 | EA | NUT | IR96-1146 |  |  | STOCK EQUIPMENT CO | FG65
SJG-I | 5935235613 |  | 01-02-48-20 | 1 | EA | PIN, CONNECTING/ELEC, ABB KENT-TAYLOR INC, 113P224 | IR96-1355 |  |  | ABB KENT-TAYLOR, INC | 113P224
SJG-I | 5999280240 |  | 01-02-48-20 | 1 | EA | PROGRAMMER | IR96-1486 |  |  | AUTOMATIC TIMING | 1812C01920BX
SJG-I | 5830000062 |  | 01-02-48-20 | 1 | EA | RELAY, AMBIENT NOISE OPERATION | IR96-1298 |  |  | GAITRONICS | 360B
SJG-I | 5330186353 |  | 01-02-48-20 | 2 | EA | RING, SPLIT OIL | IR96-1187 |  |  | GENERAL ELECTRIC | 51279654
SJG-I | 4810113821 |  | 01-02-48-20 | 7 | EA | SEAT, VALVE, DISCH, CHICAGO PNEUMATIC, 1-17618 | IR96-1051 |  |  | CHICAGO PNEUMATIC | 1-17618
SJG-I | 5961003364 |  | 01-02-48-20 | 52 | EA | TRANSISTOR, PNP/GERMANIUM, GRE SULVANIA ELECTRONICS, ECG 176 | IR96-1442 |  |  | GRE SULVANIA ELECTRO | ECG 176
SJG-I | 4820118505 |  | 01-02-48-20 | 1 | EA | VALVE, SAFETY RELIEF, 3/4", 270 PSIG, ANDERSON GREENWOOD, 81MC688 | IR96-1108 |  |  | ANDERSON GREENWOOD & | 81MC688
SJG-I | 5310155428 |  | 01-02-48-20 | 3 | EA | WASHER, LOCKING, INGERSOLL RAND, 14A5555 | IR96-1140 |  |  | INGERSOLL RAND | 14A5555
SJG-I | 5310156673 |  | 01-02-48-20 | 3 | EA | WASHER, STOCK EQUIPMENT CO, 2W1231 | IR96-1144 |  |  | STOCK EQUIPMENT CO | 2W1231
SJG-I | 4320081799 |  | 01-02-48-21 | 2 | EA | HEAD, DISC, BALANCING, WORTHINGTON PUMPS CORP., 977937-00 | IR96-0988 |  |  | WORTHINGTON | 97793700
SJG-I | 3110070129 |  | 01-02-48-21 | 1 | EA | HOUSING, BEARING, LINE, WORTHINGTON PUMP CORP, 027263-00 | IR96-0953 |  |  | WORTHINGTON PUMP COR | 02726300
SJG-I | 5365213700 |  | 01-02-48-21 | 4 | EA | RIMG, IMPELLER (PNM MACHINE SHOP, SJS-M503) | IR96-1283 | IR95-0533 |  | WORTHINGTON PUMPS CO | 97637850
SJG-I | 5365213692 |  | 01-02-48-21 | 9 | EA | RING, CASING, WEAR (PNM MACHINE SHOP, SJS-M502) | IR96-1282 |  |  | WORTHINGTON | 40196700
SJG-I | 3110073727 |  | 01-02-48-22 | 1 | EA | BEARING, ROLLER, SPHERICAL, 3.4375"ID, 6.2992"OD, 4.0310"W, SKF IND. INC, 476218B-307 | IR01-0211 |  | KAMAN INDUSTRIAL TEC | SKF INDUSTRIES INC | 476218B-307
SJG-I | 3910000318 |  | 01-02-48-22 | 12 | EA | BRACKET, MOUNTING, ASSY/BRAKE, WU:ROBINS ENGNRNG COAL HNDLNG SYS, U-3&4 | IR01-0214 |  |  | HOPPER SPECIALTY WES | BY DESCRP
SJG-I | 5977263044 |  | 01-02-49-01 | 6 | EA | BRUSH, ELECTRICAL, MOTOR, GENERAL ELECTRIC CO., REF 24 30 | IR96-0818 |  |  | GENERAL ELECTRIC COM | REF 24 30
SJG-I | 5920227450 |  | 01-02-49-01 | 5 | EA | FUSE, TEST PANEL, ONE TIME, 250V, 1/100A | IR96-0815 |  |  | GENERAL ELECTRIC | 44B332576003
SJG-I | 5315160100 |  | 01-02-49-01 | 2 | EA | KEY, RETAINING, GENERAL ELECTRIC COMPANY, 199A1325P0004 | IR96-0803 |  |  | GENERAL ELECTRIC CO. | 199A1325P0004
SJG-I | 5330226464 |  | 01-02-49-01 | 24 | EA | SEAL TAB, RADIAL, OUTER, COLD END | IR96-0809 |  |  | ABB AIR PREHEATER | E67178
SJG-I | 3110068925 |  | 01-02-49-02 | 3 | EA | BEARING, UNITED CONVEYOR CORP, 1900932 | IR96-0823 |  |  | UNITED CONVEYOR CORP | 1900932
SJG-I | 3110068933 |  | 01-02-49-02 | 3 | EA | BEARING, UNITED CONVEYOR CORP, 190093-3 | IR96-0824 |  |  | UNITED CONVEYOR CORP | 190093-3
SJG-I | 3030054773 |  | 01-02-49-02 | 1 | EA | BELT, DRIVE, TRACOR WESTRONICS, WI032345-00 | IR96-0836 |  |  | TRACOR WESTRONICS | WI032345-00
SJG-I | 3110068941 |  | 01-02-49-02 | 4 | EA | BUSHING, SWIVEL, UNITED CONVEYOR CORPORATI, 40575-1 | IR96-0825 |  |  | UNITED CONVEYOR CORP | SK405751
SJG-I | 4310074523 |  | 01-02-49-02 | 1 | EA | CASING, PUMP, MILTON ROY COMPANY, 281-0101-200 | IR96-0826 |  |  | MILTON ROY | 2810101200
SJG-I | 4810133837 |  | 01-02-49-02 | 2 | EA | FOLLOWER, PACKING, 3", NON-ASBESTOS, VALTEK INC, 20611150000 | IR96-0833 |  |  | VALTEK INC | 20611150000
SJG-I | 3040057774 |  | 01-02-49-02 | 2 | EA | PISTON | IR96-0822 |  |  | UNITED CONVEYOR CORP | 44264
SJG-I | 4810133720 |  | 01-02-49-02 | 1 | EA | PISTON | IR96-0828 |  |  | VALTEK INC | 1311601003
SJG-I | 4810133829 |  | 01-02-49-02 | 2 | EA | RETAINER, PACKING | IR96-0832 |  |  | VALTEK INC | 20610150000
SJG-I | 4810133746 |  | 01-02-49-02 | 1 | EA | SPACER | IR96-0829 |  |  | VALTEK INC | 008272029040
SJG-I | 4810133704 |  | 01-02-49-02 | 1 | EA | STEM, VALVE, ACTUATOR | IR96-0827 |  |  | VALTEK INC | 1792159000
SJG-I | 4810133878 |  | 01-02-49-02 | 5 | EA | WASHER, TAP DOWEL, VALTEK, INC, 023712029002 | IR96-0834 |  |  | VALTEK INC | 023712029002
SJG-I | 4810130437 |  | 01-02-49-03 | 1 | EA | CAGE, VALVE, GLOBE, 2", 416 STNLESS STL, DEZURIK CORPORATION, 1151186 | IR96-0846 |  |  | DUZURIK CORP | 1151186
SJG-I | 4810131427 |  | 01-02-49-03 | 1 | EA | PLUG, VALVE, 6" | IR96-0851 |  |  | VALTEK INC | 17991150000
SJG-I | 4810131435 |  | 01-02-49-03 | 1 | EA | PLUG, VALVE, STELLITE, 1.5"X2" | IR96-0852 |  |  | VALTEK INC | 2135831000
SJG-I | 4810130445 |  | 01-02-49-03 | 1 | AS | VALVE, GLOBE, 2", COLLINS INSTRUMENTS, 28731-0784 | IR96-0847 |  |  | COLLINS INSTRUMENTS | 28731-0784
SJG-I | 5365216158 |  | 01-02-49-04 | 1 | EA | RING, SEAT, VALVE, 150 LB, 4" | IR96-0872 |  |  | VALTEK INC | 5182154000
SJG-I | 5365215978 |  | 01-02-49-04 | 1 | EA | RING, SEAT, VALVE, ALLOY 20, 2" | IR96-0870 |  |  | VALTEK INC | 1096154000
SJG-I | 5962253323 |  | 01-02-49-06 | 1 | EA | AMPLIFIER, SERVO, TRACOR WESTRONICS, WI026918-60 | IR96-0880 |  |  | TRACOR WESTRONICS | WI026918-60
SJG-I | 5999267700 |  | 01-02-49-06 | 4 | EA | BOARD, CIRCUIT, PRINTED, OUTPUT, FOXBORO COMPANY, 2A0-V2I | IR96-0881 |  |  | FOXBORO | 2A0V21
SJG-I | 5999270258 |  | 01-02-49-06 | 2 | EA | MODULE, SEQUENCE | IR96-0882 |  |  | ROCHESTER INSTRUMENT | AN083CRX
SJG-I | 5999270811 |  | 01-02-49-08 | 7 | EA | BOARD, CIRCUIT, PRINTED, 35 PIN, FORNEY INTERNTNLC38402-01 | IR07-0659 | IR96-0883 |  | FORNEY CORPORATION | AND-35A1
SJG-I | 5999284556 |  | 01-02-49-08 | 1 | EA | BOARD, CIRCUIT, PRINTED, DRVR, TRACOR WESTRONICS, CB00342-01, OBSOLETE TO SJGS | IR96-0884 |  |  | TRACOR WESTRONICS | CB00034201
SJG-I | 5999284564 |  | 01-02-49-08 | 1 | EA | BOARD, CIRCUIT, PRINTED, LEVEL SYNCHRONOUS, TRACOR WESTRONICS, CB000408-01, ITEM OBSOLETE TO SJGS | IR96-0885 |  |  | TRACOR WESTRONICS | CB00040801
SJG-I | 5999284614 |  | 01-02-49-08 | 1 | EA | BOARD, CIRCUIT, PRINTED, PWRSUPPLY, FOXBORO ANALYTICAL, 0006005 | IR96-0887 |  |  | FOXBORO | 0006005
SJG-I | 5999284572 |  | 01-02-49-08 | 1 | EA | BOARD, CIRCUIT, PRINTED, SIGNAL, TRACOR WESTRONICS, CB000231-01 | IR96-0886 |  |  | TRACOR WESTRONICS | CB00023101
SJG-I | 6695395258 |  | 01-02-49-08 | 1 | EA | DRIVE, ASSEMBLY, TRACOR WESTRONICS, WI0FM405-01 | IR96-0899 |  |  | TRACOR ELECTRONICS | W10FM40501
SJG-I | 3110071846 |  | 01-02-49-09 | 6 | EA | BEARING, VALTEK INC, 30281150076, WU: VALDISH 4" | IR96-0907 |  |  | VALTEK INC | 30281150076
SJG-I | 4320087705 |  | 01-02-49-12 | 2 | EA | DEVICE, ADMIXING, ALFA-LAVAL SEPARATION, INC, 517842-82 | IR96-1002 |  |  | ALFA-LAVAL SEPARATIO | 517842-82
SJG-I | 4810133019 |  | 01-02-49-12 | 2 | EA | DISC, VALVE, 6", 600 LB, 3914MY, ROCKWELL INTERNATIONAL, 444441 | IR96-1101 |  |  | ROCKWELL INTERNATION | 444441
SJG-I | 5950252139 |  | 01-02-49-12 | 1 | EA | TRANSFORMER, CATHODE, HARNISCHFEGER CORPORATION, 75Z514-D4 | IR96-1406 |  |  | P&H CRANE HARNISCHFE | 75Z514D4
SJG-I | 4810133373 |  | 01-02-49-13 | 4 | EA | BUSHING, VALVE, ATWOOD-MERRILL, 35412-307-4261-031 | IR96-1103 |  |  | ATWOOD MERRILL | 354123074261031
SJG-I | 5950252113 |  | 01-02-49-13 | 1 | EA | INDUCTION MASTER | IR96-1404 |  |  | P&H CRANE HARNISCHFE | 100F659F5
SJG-I | 5950252121 |  | 01-02-49-13 | 1 | EA | INDUCTION MASTER | IR96-1405 |  |  | P&H CRANE HARNISCHFE | 100F659F6
SJG-I | 5999285819 |  | 01-02-49-13 | 1 | EA | MODULE, A/D CONVERTER | IR96-1502 |  |  | MOJAVE SCADA | MANA217
SJG-I | 5999285793 |  | 01-02-49-13 | 1 | EA | MODULE, MEMORY | IR96-1501 |  |  | MOJAVE SCADA | MMPM379
SJG-I | 5950252071 |  | 01-02-49-13 | 2 | EA | MODULE, PLUGING, CONTROL | IR96-1402 |  |  | P&H CRANE HARNISCHFE | 79U9
SJG-I | 5999285777 |  | 01-02-49-13 | 2 | EA | MODULE, SERIAL PORT RS232 | IR96-1500 |  |  | MOJAVE SCADA | MMPS374
SJG-I | 4730134519 |  | 01-02-49-13 | 2 | EA | NIPPLE | IR96-1043 |  |  | ALFA LAVAL SEPARATIO | N51783982
SJG-I | 4320087762 |  | 01-02-49-13 | 2 | EA | SHAFT | IR96-1005 |  |  | ALFA LAVAL SEPARATIO | 51956502
SJG-I | 4810132482 |  | 01-02-49-13 | 2 | EA | STEM, VALVE, ACTUATOR | IR96-1100 |  |  | VALTEK INC | 001809159000
SJG-I | 4820126821 |  | 01-02-49-13 | 1 | EA | VALVE, POPPET, GENERAL ELECTRIC COMPANY, 101A800ABP1 | IR96-1123 |  |  | GENERAL ELECTRIC CO. | 101A800ABP1
SJG-I | 5310161889 |  | 01-02-49-13 | 1 | EA | WASHER, GENERAL ELECTRIC COMPANY, 9475242AEP109 | IR96-1154 |  |  | GENERAL ELECTRIC CO. | 9475242AEP109
SJG-I | 4320086657 |  | 01-02-49-14 | 1 | EA | LINER, PUMP, 316SS, SUCTION SIDE, GOULDS 139430E0001209 | IR96-0994 |  |  | GOULDS PUMPS INC | 139430E0001209
SJG-I | 3040055505 |  | 01-02-49-14 | 5 | EA | SHAFT, (OBS) PUMP, ALLIS CHALMERS CORP., 51-745-815-001 | IR96-0931 |  |  | ALLIS CHALMERS CORP. | 51-745-815-001
SJG-I | 4320079223 |  | 01-02-49-15 | 2 | EA | GUARD, DE LAVAL TURBINE INC., P5881DKX2 | IR96-0985 |  |  | DE LAVAL TURBINE INC | P5881DKX2
SJG-I | 5999270787 |  | 01-02-49-15 | 7 | EA | MODULE | IR96-1471 |  |  | FOXBORO | N0311FM
SJG-I | 4810118598 |  | 01-02-49-15 | 1 | EA | RING, SEAT, VALVE | IR96-1083 |  |  | CONTROL COMPONENTS | 112728
SJG-I | 6695394194 |  | 01-02-49-15 | 1 | EA | TUBE & LINING, METERING, FLOW, ABB KENT TAYLOR, 47S1276321 | IR96-1567 |  |  | ABB KENT TAYLOR | 47S1276321
SJG-I | 5999278301 |  | 01-02-50-01 | 8 | EA | BOARD, CIRCUIT, PRINTED, DRVR, 1 A, ROSEMOUNT ANALYTICAL, 399175 | IR96-0662 |  |  | ROSEMOUNT ANALYTICAL | 399175
SJG-I | 5999278392 |  | 01-02-50-01 | 7 | EA | BOARD, CIRCUIT, PRINTED, DTL GATE, ROSEMOUNT ANALYTICAL, 399121 | IR96-0663 |  |  | ROSEMOUNT ANALYTICAL | 399121
SJG-I | 5999273799 |  | 01-02-50-01 | 2 | EA | MODULE, PULSE DELAY, BAILEY CONTROLS 6624705A1 | IR96-0912 |  |  | BAILEY CONTROLS COMP | 6624705A1
SJG-I | 5945243920 |  | 01-02-50-01 | 4 | EA | RELAY, V, GENERAL ELECTRIC CO, 295B444P3 | IR96-0657 |  |  | GENERAL ELECTRIC CO | 295B444P3
SJG-I | 5962252044 |  | 01-02-50-02 | 2 | EA | AMPLIFIER, CNTRLLER, 13 WIRE, ROSEMOUNT ANALYTICAL, 399688 | IR96-0649 |  |  | ROSEMOUNT ANALYTICAL | 399688
SJG-I | 5999281917 |  | 01-02-50-02 | 3 | EA | BOARD, PRINTED CIRCUIT, WESTERN PRECIPITATION, 516017414 | IR96-0650 |  |  | WESTERN PRECIPITATIO | 516017414
SJG-I | 5961004131 |  | 01-02-50-02 | 1 | EA | RECTIFIER, SLCN CNTRLLED, CYBEREX SERVICE CORP., 3863-05 | IR96-0644 |  |  | CYBEREX INC. | 3863-05
SJG-I | 5945246766 |  | 01-02-50-02 | 1 | EA | RELAY, 240/480/600V, 125V, 25A, 50/60HZ, GEN ELC, 192A9770P2 | IR96-0647 |  |  | GENERAL ELECTRIC COM | 192A9770P2
SJG-I | 5945244332 |  | 01-02-50-02 | 6 | EA | RELAY, CONTROL, WESTINGHOUSE ELECTRIC COR, 669A418H01 | IR96-0648 |  |  | WESTINGHOUSE ELECTRI | 669A418H01
SJG-I | 5999269680 |  | 01-02-50-03 | 1 | EA | BOARD, CIRCUIT, PRINTED, OUTPUT, FORNEY INTERNATIONAL, INC, C25222-01 | IR96-0670 |  |  | FORNEY INTERNATIONAL | C2522201
SJG-I | 4330077696 |  | 01-02-50-03 | 2 | EA | FLOAT, 23 GAUGE, SOFT BRASS, ALFA-LAVAL SEPARATION, IN, 870662180 | IR96-0675 |  |  | ALFA-LAVAL | 870662180
SJG-I | 4140001472 |  | 01-02-50-03 | 2 | EA | PLATE, DRV SIDE, ZURN INDUST, BY DESCRP, | IR14-0079 | IR96-0673 |  | ZURN INDUSTRIES, INC | BY DESCRP
SJG-I | 4810119646 |  | 01-02-50-04 | 2 | EA | BALL, CHECK/PUMP, MILTON ROY CO, 407-0014-072 | IR07-0392 |  |  | MILTON ROY CO | 407-0014-072
SJG-I | 3120060805 |  | 01-02-50-04 | 2 | EA | BEARING, 1.0625"ID, 1.5000"OD, BRS, UCC, 5231 | IR07-0390 |  |  | UNITED CONVEYOR CORP | 5231
SJG-I | 5999287609 |  | 01-02-50-04 | 1 | EA | BOARD, CIRCUIT PRINTED/VERSN 6.02 (CEM) AMETEK INC 80342SE | IR07-0391 |  |  | AMETEK, INC. | 80342SE
SJG-I | 5999287591 |  | 01-02-50-04 | 1 | EA | BOARD, PC/VERSION 3.0 (CEM) AMETEK INC 80342SE | IR07-0395 |  |  | AMETEK, INC. | 80342SE
SJG-I | 4810115842 |  | 01-02-50-04 | 2 | EA | BUSHING, DISC, UCC, 190235 | IR07-0399 |  |  | UNITED CONVEYOR CORP | 190235
SJG-I | 3915000156 |  | 01-02-50-04 | 10 | EA | BUSHING, UCC, 405033-2, WU: UCC ROTARY FLYASH UNLOADERS MODEL 1552-1, REVISION DRAWING 2X-576-12 | IR07-0389 |  |  | UNITED CONVEYOR CORP | 405033-2
SJG-I | 3990000022 |  | 01-02-50-04 | 2 | EA | DISC, SLIDE ASSY, 12", CLOSED, UCC, 190811 | IR07-0394 |  |  | UNITED CONVEYOR CORP | 190811
SJG-I | 4810118887 |  | 01-02-50-04 | 3 | EA | DISC, VALVE, TIMER, UCC, 195207 | IR07-0400 |  |  | UNITED CONVEYOR CORP | 195207
SJG-I | 6210000342 |  | 01-02-50-04 | 5 | EA | FIXTURE, LIGHT, ASSY, THE GENLYTE GROUP, CP552 | IR07-0407 |  |  | CONSOLIDATED ELECTRI | CP552
SJG-I | 3990000139 |  | 01-02-50-04 | 8 | EA | LEVER, GATE, UCC, 402040-1, WU: UCC ASH HAND SYS ROTARY UN | IR07-0414 |  |  | UNITED CONVEYOR CORP | 402040-1
SJG-I | 5330178699 |  | 01-02-50-04 | 15 | EA | PACKING, PREFORMD RNG, 3/8"ID, 7/8"OD, 1/4"THK, UCC 40624-12 | IR07-0403 |  |  | UNITED CONVEYOR CORP | 40624-12
SJG-I | 4320082078 |  | 01-02-50-05 | 7 | EA | CARTRIDGE, SUCTION ASSY/SISCH MILTON ROY CO 221-0064-003 | IR07-0217 | IR96-0700 |  | MILTON ROY CO. | 221-0064-003
SJG-I | 4310073996 |  | 01-02-50-05 | 2 | EA | HOUSING, MAIN, PUMP | IR96-0696 |  |  | MILTON ROY | 2810101100
SJG-I | 6110295174 |  | 01-02-50-06 | 3 | EA | CONTACT, ELECTRICAL/KIT, PWR RENEWAL/SZ 2, (6) MOVABLE CONTS, (3) STA CONTS, GOULD, INC., CORPORATE, G203D | IR96-0765 |  |  | GOULD | G203D
SJG-I | 4810116386 |  | 01-02-50-06 | 1 | EA | PLUG, VALVE, 1", STAINLESS STEEL | IR96-0722 |  |  | VALTEK INC | 2128150000
SJG-I | 4810116279 |  | 01-02-50-06 | 1 | EA | PLUG, VALVE, 316 STAINLESS STEEL, 1.5"X2" | IR96-0721 |  |  | VALTEK INC | 3048150000
SJG-I | 4730125251 |  | 01-02-50-06 | 2 | EA | TEE, 2", PIPE, 2.25 CHROME, 9000 LB, SOCKETWELD | IR96-0712 |  |  | MCJUNKIN CORP | BY DESCRP
SJG-I | 4730133107 |  | 01-02-50-06 | 1 | EA | THIMBLE, MONDI, GRINNEL L SUPPLY SALES COM, 06-V0009-R, WU: ACID PLANT TANKS FOR LINES ENTERING OR LEAVING, SO2 ACID PLANT 3&4 | IR96-0716 |  |  | GRINNELL SUPPLY SALE | 06V0009R
SJG-I | 4810114274 |  | 01-02-50-06 | 3 | EA | TRIM, VALVE, 1", 1500/2500#, STEM, DSC, YARWAY, 10698319 | IR96-0719 |  |  | YARWAY CORPORATION | 10698319
SJG-I | 6685362284 |  | 01-02-50-16 | 2 | EA | REGULATOR, PRESSURE, BACK, 3/4", 70-140 LB, FISHER CNTRL, 98H22 | IR96-0774 |  |  | FISHER CONTROLS COMP | 98-H22
SJG-I | 5999286346 |  | 01-02-50-19 | 45 | EA | MODULE, RELAY | IR96-0680 |  |  | EATON CORP | D520TC2
SJG-I | 5975261313 |  | 01-02-50-23 | 2 | EA | BUSHING, ELECTRICAL, NEUTRAL, HIGH VOLTAGE, ABB POWER T&D CO., 234C113G04 | IR96-1457 |  |  | WESTINGHOUSE | 234C113G04
SJG-I | 5961002218 |  | 01-02-50-23 | 4 | EA | RECTIFIER, SLCN CNTRLLED, GENERAL ELECTRIC CO, 44B313965009 | IR96-1432 |  |  | GENERAL ELECTRIC CO. | 44B313965009
SJG-I | 5961002051 |  | 01-02-50-23 | 4 | EA | RECTIFIER, SLCN CNTRLLED, GENERAL ELECTRIC CO, 44B371584G01 | IR96-1430 |  |  | GENERAL ELECTRIC CO. | 44B371584G01
SJG-I | 9530000224 |  | 01-02-50-24 | 6 | EA | BAR, ROUND, THREADED, 1 1/4'X16 7/8', BABCOCK/WILCOX, KS6227627 | IR96-1581 |  |  | BABCOCK & WILCOX | KS6227627
SJG-I | 3030054674 |  | 01-02-50-24 | 1 | EA | BELT, EXP JT, 15"X35'X1/4", VITON, PATHWAY, B300ZFP90134X | IR96-0929 |  |  | PATHWAY BELLOWS, INC | B300ZFP90134X
SJG-I | 5999267767 |  | 01-02-50-24 | 2 | EA | BOARD, CIRCUIT, PRINTED, INPUT, FOXBORO COMPANY, 2AI-P2V | IR96-1459 |  |  | FOXBORO | 2AIP2V
SJG-I | 5305154881 |  | 01-02-50-24 | 1 | EA | BOLT, COUPLING, ABB POWER T&D CO., 2575A25G01 | IR96-1135 |  |  | ABB POWER T & D COMP | 2575A25G01
SJG-I | 6110296958 |  | 01-02-50-24 | 5 | EA | CONTROLLER, MANUAL, PUMP, 3/4 /115 VAC, CALGON CORPORATION, 3820042 | IR96-1513 |  |  | CALGON CORP | 3820042
SJG-I | 3130063278 |  | 01-02-50-24 | 1 | EA | FOOT, BEARING HOUSING, DURIRON CO, BY29139AA | IR96-0959 |  |  | DURIRON CO | BY29139AA
SJG-I | 5999283947 |  | 01-02-50-24 | 1 | EA | MODULE, ANTI-HUNT, HARNISCHFEGER CORPORATION, 79U797 | IR96-1498 |  |  | HARNISCHFEGER CORP. | 79U797
SJG-I | 5999286023 |  | 01-02-50-24 | 1 | EA | MODULE, CURRENT | IR96-1505 |  |  | FOXBORO | PO121KV
SJG-I | 5999286031 |  | 01-02-50-24 | 1 | EA | MODULE, HIGH IMPEDENCE | IR96-1506 |  |  | FOXBORO | PO121KN
SJG-I | 5999286015 |  | 01-02-50-24 | 1 | EA | MODULE, SIGNAL CONDITION | IR96-1504 |  |  | FOXBORO | PO121KQ
SJG-I | 6685370055 |  | 01-02-50-24 | 1 | EA | PROBE, RESISTIVE, TEMP | IR96-1563 |  |  | HY CAL ENGINEERING | RTS47LA100C17
SJG-I | 6680345110 |  | 01-02-50-24 | 1 | EA | STATION, CONTROL, STYLE D | IR96-1541 |  |  | FOXBORO | 235SZ
SJG-I | 5820000221 |  | 01-02-51-01 | 2 | EA | LENS, CAMERA, OBJECTIVE ASSEMBLY | IR96-0751 |  |  | ARVIN DIAMOND | 906801003
SJG-I | 4810122632 |  | 01-02-51-01 | 3 | EA | RING, UPPER, ADJUSTING | IR96-0724 |  |  | DRESSER INDUSTRIAL V | VEH804A
SJG-I | 5330193912 |  | 01-02-51-01 | 2 | EA | SEAL, OUTER/MOTOR | IR96-0737 |  |  | US ELECTRIC MOTORS | 193291
SJG-I | 5307150630 |  | 01-02-51-01 | 2 | EA | STUD | IR96-0734 |  |  | IMO DELAVAL | N599B
SJG-I | 4820123448 |  | 01-02-51-01 | 3 | EA | VALVE, CHECK, LIFT, 1", 316 STNLESS STL, LADISH CO, 5251 | IR96-0729 |  |  | LADISH CO | 5251
SJG-I | 6680339360 |  | 01-02-51-02 | 2 | EA | FILTER, HI-PASS, VITEC INC., 53183-2 | IR96-0631 |  |  | VITEC, INC. | 53183-2
SJG-I | 5330215087 |  | 01-02-51-02 | 7 | EA | GASKET, OBSOLETE, NON-ASB, GENERAL ELECTRIC CO, 213B3227P0002 | IR96-0630 |  |  | GENERAL ELECTRIC | 213B3227P0002
SJG-I | 5945243565 |  | 01-02-51-02 | 3 | EA | RELAY, GENERAL ELECTRIC COMPANY, U6005APXP0001 | IR96-0628 |  |  | GENERAL ELECTRIC CO. | U6005APXP0001
SJG-I | 5330225805 |  | 01-02-51-02 | 8 | EA | SEAL, PLUG, .215"X6.5"X.25" | IR96-0624 |  |  | C LEE COOK D | 55439MAT
SJG-I | 5330225821 |  | 01-02-51-02 | 1 | EA | SPACER, PACKING | IR96-0625 |  |  | VALTEK INC | 020906-150-000
SJG-I | 5340187912 |  | 01-02-51-03 | 30 | ST | LOCKPLATE, 10 EA/ST, (2) 1-3/8"HOLES, GE 183A5936P0001 | IR96-0745 |  |  | GENERAL ELECTRIC CO. | 183A5936P0001
SJG-I | 4320087986 |  | 01-02-51-04 | 2 | EA | BUSHING, STUFFING BX/SCTION SIDE, PNM MACHINE SHOP, SJS-M248 | IR96-0790 |  |  | PNM MACHINE SHOP | SJS-M248
SJG-I | 4810133936 |  | 01-02-51-04 | 2 | EA | DISC, VALVE, ASSEMBLY, 4", VALTEK INC, 026936-738-000 | IR96-0794 |  |  | VALTEK INC | 026936738000
SJG-I | 3110071564 |  | 01-02-51-04 | 2 | EA | NUT, LOCK, BEARING, PNM MACHINE SHOP, SJS-M234 | IR96-0787 |  |  | PNM MACHINE SHOP | SJS-M234
SJG-I | 4810119471 |  | 01-02-51-04 | 1 | EA | PLUG, VALVE, 1" | IR96-0793 |  |  | VALTEK INC | 2133831000
SJG-I | 6645327773 |  | 01-02-51-04 | 2 | EA | TIMER, ELEC, AUTO REST, AUTOMATIC TIMING/CNTRL, 32 | IR96-0769 |  |  | AUTOMATIC TIMING & C | 325A348A10PX
SJG-I | 4820123653 |  | 01-02-51-04 | 4 | EA | VALVE, GENERAL ELECTRIC COMPANY, B700B06H19D-9-C05 | IR96-0795 |  |  | GENERAL ELECTRIC CO. | B700B06H19D9C05
SJG-I | 6685370212 |  | 01-02-51-05 | 1 | EA | CONTROLLER, ELECTRICAL, 4-20MA A, FOXBORO, E27AESA+EB4 | IR96-0776 |  |  | THE FOXBORO CO. | E27AE-SA+EB4
SJG-I | 5315160092 |  | 01-02-51-05 | 2 | EA | KEY, RETAINING, GENERAL ELECTRIC COMPANY, 199A1325P0002 | IR96-0802 |  |  | GENERAL ELECTRIC CO. | 199A1325P0002
SJG-I | 5365213783 |  | 01-02-51-05 | 6 | EA | RING, SEAT VALVE, CONTROL COMPONENTS, 120301032 | IR96-0810 |  |  | CONTROL COMPONENTS | 120301032
SJG-I | 5330216606 |  | 01-02-51-05 | 25 | KT | SEAL KIT, CYLINDERS, BABCOCK & WILCOX, BY DESC | IR96-0807 |  |  | BABCOCK & WILCOX | BY DESCRP
SJG-I | 5999278293 |  | 01-02-51-08 | 2 | EA | BOARD, CIRCUIT, OBSOLETE/ PRINTED, ANALOG COMPARATOR 5, ROSEMOUNT ANALYTICAL, 399171 | IR97-0473 |  |  | ROSEMOUNT | 399171
SJG-I | 5999279796 |  | 01-02-51-08 | 7 | EA | BOARD, CIRCUIT, PRINTED, TIMER, 35 PIN, FORNEY INTERNATIONAL, INC, C30467907, WU:FORNEY ASH HANDLING SYSTEM, UNITS 3 & 4 | IR97-0474 |  |  | FORNEY INTERNATIONAL | C30467907
SJG-I | 5999279804 |  | 01-02-51-08 | 4 | EA | BOARD, CIRCUIT, PRINTED, TIMER, 35 PIN, FORNEY INTERNATIONAL, INC, C30467922, WU:FORNEY ASH HANDLING SYSTEM, UNITS 3 & 4 | IR97-0475 |  |  | FORNEY INTERNATIONAL | C30467922
SJG-I | 6665000227 |  | 01-02-51-08 | 2 | EA | CHOPPER, ELECTRONIC, ASSY/MTR, MONITOR LABS, 80030188, | IR97-0476 |  |  | MONITOR LABS | 80030188
SJG-I | 5310160865 |  | 01-02-51-08 | 6 | EA | NUT, SHAFT, SLEEVE | IR97-0464 |  |  | WORTHINGTON | 40198200
SJG-I | 4820122994 |  | 01-02-51-08 | 3 | EA | PLUG, INNER VALVE, 3", 416 STAINLESS STEEL | IR97-0461 |  |  | COLLINS INSTRUMENTS | 30077-00080
SJG-I | 4810130262 |  | 01-02-51-08 | 1 | EA | PLUG, VALVE | IR97-0455 |  |  | VALTEK | 17281831000
SJG-I | 5330207399 |  | 01-02-51-08 | 8 | EA | RING, SEALING, PILOT, VLV, DRESSER INDUSTRIAL VALVE, 0728601 | IR97-0466 |  |  | DRESSER INDUSTRIAL V | 0728601
SJG-I | 4320084900 |  | 01-02-51-08 | 11 | EA | SHOE, THRUST, PLAIN | IR97-0452 |  |  | ALLIS CHALMERS | 16630166031
SJG-I | 4820122838 |  | 01-02-51-08 | 1 | EA | VALVE, GENERAL ELECTRIC COMPANY, B700B06S19D-8-C05 | IR97-0460 |  |  | GENERAL ELECTRIC CO. | B700B06S19D-8-C05
SJG-I | 5925230772 |  | 01-02-51-11 | 5 | EA | FRAME, CIRCUIT BREAKER, 600 VAC, 250 VDC, STD, GENERAL ELECTRIC CO., TFK236F000 | IR96-0873 |  |  | GENERAL ELECTRIC | TFK236F000
SJG-I | 5305146648 |  | 01-02-51-12 | 4 | EA | BOLT, STEM TRACE, ABB KENT TAYLOR, 155S718 | IR96-1131 |  |  | ABB KENT TAYLOR | 155S718
SJG-I | 4820124487 |  | 01-02-51-12 | 1 | EA | PLUG, VALVE, 316 STAINLESS STEEL, 1" | IR96-1118 |  |  | DEZURIK | 1151084
SJG-I | 4820124172 |  | 01-02-51-12 | 1 | EA | VALVE, INNER, 316 STAINLESS STEEL, DEZURIK, 1151104 | IR96-1116 |  |  | DEZURIK | 1151104
SJG-I | 4820124529 |  | 01-02-51-12 | 1 | EA | VALVE, INNER, 316 STAINLESS STEEL, DEZURIK, 1151132 | IR96-1120 |  |  | DEZURIK | 1151132
SJG-I | 4820124198 |  | 01-02-51-12 | 1 | EA | VALVE, INNER, STEM ASSEMBLY, TRIM, 1", DEZURIK, 2831900070 | IR96-1117 |  |  | DEZURIK | 2831900070
SJG-I | 4820123596 |  | 01-02-51-12 | 1 | EA | VALVE, INNER, TRIM, STEM ASSEMBLY, DEZURIK, 1742600070 | IR96-1115 |  |  | DEZURIK | 1742600070
SJG-I | 4820122614 |  | 01-02-51-12 | 1 | EA | VALVE, INNER/EQUAL %, 316 STAINLESS STEEL, DEZURIK, 1721800080 | IR96-1112 |  |  | DEZURIK | 1721800080
SJG-I | 4820121434 |  | 01-02-51-12 | 1 | EA | VALVE, PILOT, GENERAL ELECTRIC COMPANY, 101A192EX-1-38- | IR00-0157 |  |  | GENERAL ELECTRIC CO. | 101A192EX-1-38-B27
SJG-I | 4820123950 |  | 01-02-51-12 | 1 | EA | VALVE, PILOT, GENERAL ELECTRIC COMPANY, 101C282CA-1-4-B | IR00-0159 |  |  | GENERAL ELECTRIC CO. | 101C282CA
SJG-I | 4810115511 |  | 01-02-51-14 | 1 | EA | RING, SEAT, VALVE, 3", 316 STAINLESS STEEL | IR96-1066 |  |  | DEZURIK | 1146479
SJG-I | 4810118077 |  | 01-02-51-14 | 4 | EA | SEAT, VALVE, GEAR, GENERAL ELECTRIC COMPANY, 134B116CF-1-10 | IR96-1081 |  |  | GENERAL ELECTRIC CO. | 134B116CF-1-10
SJG-I | 4810117830 |  | 01-02-51-14 | 1 | EA | STEM, VALVE, CAGE, 6", 316 STAINLESS STEEL | IR96-1079 |  |  | DEZURIK | 1151005
SJG-I | 4810115016 |  | 01-02-51-15 | 1 | EA | BUSHING, VLV, BODY, GENERAL ELECTRIC CO, 101A733BE123C02 | IR96-1061 |  |  | GENERAL ELECTRIC CO. | 101A730BE123C02
SJG-I | 4810114118 |  | 01-02-51-15 | 1 | EA | RING, SEAT, VALVE, 2", 416 STAINLESS STEEL | IR96-1052 |  |  | DUZURIK | 1151094
SJG-I | 3040055984 |  | 01-02-51-15 | 1 | EA | SHAFT, DRIVE, 316 SS, COLLINS INSTRMNTS, 51400-00020 | 3040055984 |  |  | COLLINS INSTRUMENTS | 51400-00020
SJG-I | 3040055695 |  | 01-02-51-15 | 1 | EA | SHAFT, DRIVE, 316 STNLESS STL, COLLINS INSTRMNTS, 5140000010 | IR96-0934 |  |  | COLLINS INSTRUMENTS | 51400-00010
SJG-I | 4810114803 |  | 01-02-51-15 | 2 | EA | VALVE PLATE, GASKET, LEFT HAND, DUNHAM BUSH INC, PLT509A | IR96-1058 |  |  | DUNHAM BUSH INC | PLT509A
SJG-I | 6350000433 |  | 01-02-51-18 | 1 | EA | ANNUNCIATOR, STATUS/SYS, HATHAWAY INSTRUMENTS, 034D356 | IR96-0619 |  |  | HATHAWAY INSTRUMENTS | 034D356
SJG-I | 5962251293 |  | 01-02-51-18 | 1 | EA | BOARD, PRINTED CIRCUIT, ADD/SUBTRCT, ABB KENT-TAYLOR, 1337NA10020 | IR96-0616 |  |  | ABB KENT-TAYLOR, INC | 1337NA10020
SJG-I | 7050000509 |  | 01-02-51-18 | 1 | EA | EXTRACTOR, INTEFRATED CIRCUIT, SQUARE ROOT | IR96-0621 |  |  | ABB KENT TAYLOR | 376NF11001B
SJG-I | 4810132698 |  | 01-02-51-18 | 4 | EA | FLANGE, END, VALVE, 1/2"ID, 150 LB, VALTEK INC, 001080.150 | IR96-0611 |  |  | VALTEK INC | 001080-150
SJG-I | 6105291220 |  | 01-02-51-18 | 4 | EA | MOTOR, ELECTRIC, DRIVE | IR96-0618 |  |  | FOXBORO | N0302KE
SJG-I | 4810115941 |  | 01-02-51-18 | 1 | EA | RING, SEAT, VALVE, 10" | IR96-0610 |  |  | VALTEK INC | 02373-150-000
SJG-I | 5365216125 |  | 01-02-51-18 | 1 | EA | RING, SEAT, VALVE, 316 STAINLESS STEEL, 8" | IR96-0613 |  |  | VALTEK INC | 031282-150-000
SJG-I | 4810133969 |  | 01-02-51-18 | 1 | EA | RING, SEAT, VALVE, 4" | IR96-0612 |  |  | VALTEK INC | 031258-150-000
SJG-I | 6625001448 |  | 01-02-51-18 | 2 | EA | TRANSDUCER, OBSOLETE, NUSONICS INC., 101058 | IR96-0620 |  |  | NUSONICS INC | 101058
SJG-I | 5360198765 |  | 01-02-51-20 | 1 | EA | SPRING, ASSEMBLY, LONGERAN VALVE, 1859 | IR96-1242 |  |  | LONGERAN VALVE | 1859
SJG-I | 5360199110 |  | 01-02-51-20 | 2 | EA | SPRING, GENERAL ELECTRIC COMPANY, 101A141ML-1-15-C02 | IR96-1245 |  |  | GENERAL ELECTRIC CO. | 101A141ML-1-15-C02
SJG-I | 5360198799 |  | 01-02-51-20 | 1 | EA | SPRING, GENERAL ELECTRIC COMPANY, 165A537CD-1-35-B27 | IR96-1243 |  |  | GENERAL ELECTRIC CO. | 165A537CD-1-35-B27
SJG-I | 5360198393 |  | 01-02-51-20 | 1 | EA | SPRING, GENERAL ELECTRIC COMPANY, 165A537FD-1-9-B28 | IR96-1239 |  |  | GENERAL ELECTRIC CO. | 165A537FD-1-9-B28
SJG-I | 5430000272 |  | 01-02-51-23 | 1 | KT | SERVICE REPAIR KIT, AGITATOR | IR96-1297 |  |  | CHEMINEER INC | 1004
SJG-I | 5360200454 |  | 01-02-51-23 | 1 | EA | SPRING, GENERAL ELECTRIC COMPANY, 101A141MM-1-15-C01 | IR96-1261 |  |  | GENERAL ELECTRIC CO. | 101A141MM-1-15-C01
SJG-I | 3110070376 |  | 01-02-51-24 | 2 | ST | BEARING, JOURNAL, HALF/LOW SPEED, WESTERN GEAR CORP, 14 | IR96-0036 |  |  | WESTERN GEAR CORP | 14
SJG-I | 5950248525 |  | 01-02-52-01 | 2 | EA | TRANSFORMER, GENERAL ELECTRIC COMPANY, 44B317154G01 | IR96-1394 |  |  | GENERAL ELECTRIC | 44B317154G01
SJG-I | 3010048209 |  | 01-02-52-02 | 1 | EA | ACTUATOR, HYDRAMOTOR, ELECTRICAL, 120V, 1.25A, 50/60HZ, ITT GENERAL CONTROL, H11A321B1F1 | IR96-0914 |  |  | ITT GENERAL CONTROL | H11A321B1F1
SJG-I | 6695394343 |  | 01-02-52-02 | 1 | EA | DRIVE, ASSEMBLY/CHART, FOXBORO COMPANY, E9405KA | IR96-1569 |  |  | FOXBORO | E9405KA
SJG-I | 6105288853 |  | 01-02-52-02 | 1 | EA | MOTOR & MOUNTING ASSEMBLY, 120V | IR96-1507 |  |  | US PERMUTIT FILTER | 4112183
SJG-I | 6695394400 |  | 01-02-52-02 | 1 | EA | SELECTOR, ASSEMBLY, SWITCH, MANUAL | IR96-1570 |  |  | FOXBORO | E9400WA
SJG-I | 6680340079 |  | 01-02-52-02 | 1 | EA | TUBE, LINING, FLOW, ABB KENT-TAYLOR INC, 47S1274-121 | IR96-1540 |  |  | ABB KENT-TAYLOR, INC | 47S1274-121
SJG-I | 4810132623 |  | 01-02-52-03 | 1 | EA | BODY, VALVE, 1.5", CS, WELDED, 600 LB, VALTEK, 18886.001.041 | IR96-0597 |  |  | VALTEK INC | 18886.001.041
SJG-I | 5999267981 |  | 01-02-52-03 | 4 | EA | MODULE, TIME DELAY | IR96-0589 |  |  | BAILEY CONTROLS CO | 6627090B1
SJG-I | 5330175216 |  | 01-02-52-04 | 1 | EA | GASKET, 11-HOLE, NEOPRENE/NON-ASB., UCC, 408417 | IR07-0393 |  |  | UNITED CONVEYOR CORP | 408417
SJG-I | 5330185181 |  | 01-02-52-04 | 6 | EA | GASKET, 12"W, 12"L, NON-ASB, SQ, UCC, 408419 | IR07-0396 |  |  | UNITED CONVEYOR CORP | 408419
SJG-I | 5330184333 |  | 01-02-52-04 | 1 | EA | GASKET, 3"ID, 4"W, 4"L, SQ, UCC, 408402 | IR07-0415 |  |  | UNITED CONVEYOR CORP | 408402
SJG-I | 5330172759 |  | 01-02-52-04 | 2 | EA | GASKET, BRG, NON-ASB, UCC, 408598 | IR07-0404 |  |  | UNITED CONVEYOR CORP | 408598
SJG-I | 5330192252 |  | 01-02-52-04 | 12 | EA | GASKET, COVER, NON-ASB, UCC, 408595 | IR07-0411 |  |  | UNITED CONVEYOR CORP | 408595
SJG-I | 5330182436 |  | 01-02-52-04 | 1 | EA | GASKET, DOOR WINDOW 4"IDX5"ODX1/4"THK, NON-ASB, UCC 408165 | IR07-0408 |  |  | UNITED CONVEYOR CORP | 408165
SJG-I | 5330201244 |  | 01-02-52-04 | 57 | EA | GASKET, FEED, 3/4"ID X 2"OD, NEOPRENE, UCC, 21377 | IR07-0416 |  |  | UNITED CONVEYOR CORP | 21377
SJG-I | 5330202523 |  | 01-02-52-04 | 1 | EA | GASKET, NON-ASB, UCC, 408077, WU:UCC FLYASH HANDLING SYS UNLOADER FEEDER, ROTARY UNLOAD U-1-4 | IR07-0397 |  |  | UNITED CONVEYOR CORP | 408077
SJG-I | 5330195305 |  | 01-02-52-04 | 39 | EA | GASKET, SEAT 2"IDX2-7/8"OD (1-1/2"VENT VALVE) NON-ASB UCC 40 | IR07-0410 |  |  | UNITED CONVEYOR CORP | 408508
SJG-I | 5330215897 |  | 01-02-52-04 | 2 | EA | GASKET, SPRAY PIPE, NON-ASB, UCC, 408565-3, WU: UCC FLYASH & BOTTOM ASH SYSTEM, UNITS 1-4 | IR07-0412 |  |  | UNITED CONVEYOR CORP | 408565-3
SJG-I | 5330215905 |  | 01-02-52-04 | 3 | EA | GASKET, SPRAY PIPE, NON-ASB, UCC, 408565-5, WU: UCC FLYASH & BOTTOM ASH SYSTEM, UNITS 1-4 | IR07-0413 |  |  | UNITED CONVEYOR CORP | 408565-5
SJG-I | 4810132706 |  | 01-02-52-11 | 2 | EA | FLANGE, END, VALVE, 1-1/2"ID, 300/600 LB, VALTEK INC, 007127.150 | IR96-0598 |  |  | VALTEK INC | 007127-150
SJG-I | 5330213751 |  | 01-02-52-11 | 6 | EA | GASKET, NON-ASB, 71"ID, 80-1/2"OD, 1/16"THK, RND, WESTINGHOUSE ELECTRIC CORP, 4517D68045 | IR96-0403 |  |  | WESTINGHOUSE | 4517D68045
SJG-I | 4810136194 |  | 01-02-52-11 | 1 | EA | PLUG, VALVE | IR96-0604 |  |  | VALTEK INC | 5286-830-000
SJG-I | 4810131948 |  | 01-02-52-11 | 1 | EA | RETAINER, GUIDE, GRAFOIL, 2-1/2"STEM, VALTEK INC, 009368-150-000, WU: PV-332 D, 432D; UNITS 3 & 4 | IR96-0594 |  |  | VALTEK INC | 009368-150-000
SJG-I | 4810131971 |  | 01-02-52-11 | 1 | EA | RETAINER, GUIDE, TEFLON, 2"STEM, VALTEK NIC., 006339-150-000 | IR05-0318 | IR96-0595 |  | VALTEK INC | 006339-150-000
SJG-I | 4810133944 |  | 01-02-52-11 | 1 | EA | RETAINER, SEAT | IR96-0603 |  |  | VALTEK INC | 031256-150-000
SJG-I | 4810129991 |  | 01-02-52-12 | 2 | EA | BODY, W/LINER, UNITED CONVEYOR CORP, 1900931 | IR97-0535 |  |  | UNITED CONVEYOR CORP | 1900931
SJG-I | 4810118069 |  | 01-02-52-12 | 3 | EA | COLLAR, OVERLAP, DRESSER INDUSTRIAL VALVE, 1949901 | IR97-0551 |  |  | DRESSER IND | 1949901
SJG-I | 4810122608 |  | 01-02-52-12 | 2 | EA | STEM, PILOT, VALVE, RELIEF | IR97-0553 |  |  | DRESSER IND | WA870
SJG-I | 4810122772 |  | 01-02-52-12 | 1 | EA | STEM, VALVE, GLOBE, 1-1/4", 5515B, YARWAY CORP., 948378 | IR97-0555 |  |  | YARWAY CORP | 948378
SJG-I | 4810130098 |  | 01-02-52-12 | 1 | EA | STRAINER, 316 STAINLESS STEEL | IR97-0558 |  |  | GOULDS PUMPS | 01624120354706
SJG-I | 4730123892 |  | 01-02-52-12 | 1 | EA | TEE, 2"X1", SOCKETWELD, PIPE, 316L STNLS STL, 3000# | IR97-0540 |  |  | MCJUNKIN CORP | BY DESCRP
SJG-I | 4730118736 |  | 01-02-52-12 | 3 | EA | UNION, 2.5", SOCKETWELD, PIPE, 316L STNLS STL, 3000 LB | IR97-0539 |  |  | MCJUNKIN CORP | BY DESCRP
SJG-I | 4810129884 |  | 01-02-52-12 | 2 | EA | VALVE, 4-WAY, 50 PSI, 20W, SOLENOID, MANNING ENVIRONMENTAL, 0252101 | IR97-0557 |  |  | MANNING ENVIRONMENTA | 0252101
SJG-I | 4810114449 |  | 01-02-52-12 | 1 | EA | VALVE, SOLENOID, SHUTTLE, 3/4", DUNHAM-BUSH INC, VAL357 | IR97-0550 |  |  | DUNHAM-BUSH INC | VAL357
SJG-I | 5950248350 |  | 01-02-52-13 | 5 | EA | TRANSFORMER, GENERAL ELECTRIC CO., JKS3CT-671X24 | IR96-1390 |  |  | GENERAL ELECTRIC | JKS3CT-671X24
SJG-I | 5950247865 |  | 01-02-52-13 | 1 | EA | TRANSFORMER, GENERAL ELECTRIC CO., JKS3CT-671X28 | IR96-1386 |  |  | GENERAL ELECTRIC COM | JKS3CT-671X28
SJG-I | 5950248111 |  | 01-02-52-13 | 1 | EA | TRANSFORMER, POWER, GENERAL ELECTRIC, JKSCT671X29 | IR96-1388 |  |  | GENERAL ELECTRIC | JKSCT671X29
SJG-I | 5345000540 |  | 01-02-52-14 | 2 | EA | BUSHING, (OBS) DRV, BROWNING MFG.DIV., EMERSO, R1X2-1/8 | IR97-0375 |  |  | BROWNING MFG | R1X21/8
SJG-I | 5330191189 |  | 01-02-52-14 | 1 | ST | GASKET, D-PLATE, HYPALON, NON-ASB, TRANTER MFG INC, 00001 | IR97-0371 |  |  | TRANTER MFG | 00001
SJG-I | 4320078894 |  | 01-02-52-14 | 1 | EA | GLAND, SEALING, ITEM 16, INGERSOLL-RAND CO, 356616X1-204 | IR97-0339 |  |  | INGERSOLL-RAND CO | 356616X1-204
SJG-I | 5905230958 |  | 01-02-52-14 | 2 | EA | HELIPOT, MOTOR DRIVEN, POTENTIOMETER | IR97-0380 |  |  | BECHMAN INST | 939AR100KL.2G70
SJG-I | 5330210799 |  | 01-02-52-14 | 2 | ST | PACKING, STEM (12/SET), PREFORMED/SET | IR97-0340 |  |  | BTG, INC | BY DESCRP
SJG-I | 4130000195 |  | 01-02-52-14 | 1 | EA | REGULATOR, PRESSURE, DUAL OUTPUT, 1.5", MCC POWERS, 1950003 | IR97-0338 |  |  | MCC POWERS CONTROL S | 185-0068
SJG-I | 5365215481 |  | 01-02-52-14 | 2 | EA | RING, SEAT, 416 STAINLESS STEEL, VALVE | IR97-0377 |  |  | DEZURIK/KIELEY-MUELL | 1150958
SJG-I | 5330172106 |  | 01-02-52-14 | 2 | EA | SEAL, INNER, MOTOR | IR97-0370 |  |  | U.S. ELECTRICAL MOTO | 193293
SJG-I | 2825000272 |  | 01-02-52-14 | 1 | EA | SEAL, KIT, CYL, WESTINGHOUSE ELECTRIC COR, TJ-G6343-153 | IR97-0337 |  |  | WESTINGHOUSE ELECTRI | TJ-G6343-153
SJG-I | 5330213876 |  | 01-02-52-14 | 2 | EA | SEAL, OIL/GREASE, CERAMOCOUPLE | IR97-0374 |  |  | THERMO-ELECTRIC | 27184
SJG-I | 5330209528 |  | 01-02-52-14 | 1 | EA | SEAT, MECH SEAL 1-3/8"ID CERM LAPMASTER INTL D-1376-145-9100 | IR07-0345 | IR97-0373 |  | LAPMASTER INT'L DIV. | D-1376-145-9100
SJG-I | 5430000264 |  | 01-02-52-14 | 2 | KT | SERVICE REPAIR KIT, AGITATOR | IR97-0379 |  |  | CHEMINEER | 1003
SJG-I | 5365215614 |  | 01-02-52-14 | 1 | ST | SHIM SET | IR97-0378 |  |  | CHEMINEER | BY DESCRP
SJG-I | 6695395365 |  | 01-02-52-14 | 2 | EA | SLIDEWIRE, ASSEMBLY, | IR97-0400 |  |  | LEEDS-NORTHRUP | 012561
SJG-I | 5930231930 |  | 01-02-52-14 | 2 | AS | SWITCH, ASSEMBLY, W/RELAY, LEVEL, MERCURY REED | IR97-0336 |  |  | STOCK EQUIPMENT | 1B11088/1A22789
SJG-I | 4810130288 |  | 01-02-52-14 | 2 | AS | TRIM, VALVE, CONTROL, PLUG, STEM, FISHER CONTROLS, 20B5482X012 | IR97-0456 |  |  | FISHER CONTROLS COMP | 20B5482X012
SJG-I | 5930229264 |  | 01-02-52-15 | 2 | EA | CARTRIDGE, LIMIT SW, 4 TRAIN/4 GEAR, LIMITORQUE VALVE CONTROLS, 14-472-0110 | IR96-1343 |  |  | LIMITORQUE VALVE CON | 144720110
SJG-I | 5925230640 |  | 01-02-52-15 | 6 | EA | CONTACT, ELECTRICAL, MOVABLE MAIN, ABB POWER T&D, 795A769G01 | IR96-1336 |  |  | WESTINGHOUSE | 795A769G01
SJG-I | 5925231010 |  | 01-02-52-15 | 3 | EA | CONTACT, ELECTRICAL, MOVABLE MAIN/LEFT HAND, ABB POWER T&D CO., 423D149G04 | IR96-1339 |  |  | WESTINGHOUSE | 423D149G04
SJG-I | 5925230608 |  | 01-02-52-15 | 3 | EA | CONTACT, ELECTRICAL, MOVABLE MAIN/RIGHT HAND, ABB POWER T&D CO., 423D149G03 | IR96-1335 |  |  | WESTINGHOUSE | 423D149G03
SJG-I | 5945243003 |  | 01-02-52-15 | 2 | EA | RELAY, CNTRL, FIX, 300V, 120DC, WESTINGHOUSE, 765A944G01 | IR96-1362 |  |  | WESTINGHOUSE ELECTRI | 765A911G01
SJG-I | 6625001695 |  | 01-02-52-19 | 1 | EA | HOLDER, CHART, ROSEMOUNT ANALYTICAL, 175118 | IR97-0329 |  |  | ROSEMOUNT | 175118
SJG-I | 6105289836 |  | 01-02-52-19 | 2 | EA | MOTOR, MODULATOR, ELECTRIC, 24V, 60 DEG, TIMING | IR97-0325 |  |  | JOHNSON CONTROLS | M130JGA1
SJG-I | 6685360544 |  | 01-02-52-19 | 1 | EA | REGULATOR, BACK, PRESSURE, 2" | IR97-0331 |  |  | UNITED CONVEYOR CORP | 1902895
SJG-I | 4310073970 |  | 01-02-52-23 | 9 | EA | ELEMENT, FILTER, OIL/SEPARATOR, SULLAIR CORPORATION, 240812 | IR96-0584 |  |  | SULLAIR CORP | 240812
SJG-I | 5010000692 |  | 01-02-52-24 | 2 | EA | CARTRIDGE, AIR FILTER REPLACEMENT, C.M. KEMP MFG CO, 07136/57285, WU: CM KEMP OIL SEPARATOR MDL 1306-2, WRS 3&4, RCC 1&2; NEUTRILIZER, AIR DRYERS 1&2 | IR96-0040 |  |  | C.M. KEMP MFG CO | 07136/57285
SJG-I | 5999280331 |  | 02-01-02-13 | 1 | EA | BOARD, CIRCUIT, PRINTED, HEAT TRACE, 225 A, WESTINGHOUSE ELECTRIC SUP, B10B-36-4-L-225 | IR00-0398 |  |  | WESTINGHOUSE ELEC | B10B-36-4-L-225
SJG-I | 3910000276 |  | 02-01-04-21 | 4 | EA | SCRAPER, BELT 10" FLEX-O, ASGCO MFG, BY DESCRP | IR94-0322 |  |  | ASGCO MFG. | BY DESCRP
SJG-I | 3910000276 |  | 02-01-04-22 | 4 | EA | SCRAPER, BELT 10" FLEX-O, ASGCO MFG, BY DESCRP | IR94-0322 |  |  | ASGCO MFG. | BY DESCRP
SJG-I | 0100000321 |  | 02-01-22-24 | 122 | EA | BAG, GLOVE, STORAGE, CANVAS, MEDIUM VOLTAGE | IR03-0080 |  |  | W.H. SALISBURY & CO | BY DESCRP
SJG-I | 5345000458 |  | 02-01-41-12 | 152 | EA | ABRASIVE, DISC, SANDING, 3"DIA, 180 GRIT, MERIT ABRASIVE PRO | 5345000458 |  |  | ARC ABRASIVES, INC | BY DESCRP
SJG-I | 6135000195 |  | 02-01-41-12 | 50 | EA | BATTERY, N, 1.5 V, DURACELL USA, MN9100 | 6135000195 |  | CONSOLIDATED ELECTRI | DURACELL USA | MN9100
SJG-I | 5940238842 |  | 02-01-41-12 | 1 | EA | BLOCK, TERMINAL, 8, W/SHORT CKT STRIP, GENERAL ELECTRIC | 5940238842 |  |  | GENERAL ELECTRIC COM | EB27A08S
SJG-I | 0100005420 |  | 02-01-41-12 | 1 | EA | BOARD, CIRCUIT, I/O SYSTEM,SIEMENS,A1A10000423.00M,WU:LAKE STATION; U-1 VFD BUILDING | 0100005420 |  |  | SIEMENS | A1A10000423.00M
SJG-I | 0100006072 |  | 02-01-41-12 | 1 | EA | BOARD, CIRCUIT, MODULAR, SIEMENS, A1A10000350.00M | 0100006072 |  |  | SIEMENS | A1A10000350.00M
SJG-I | 0100005422 |  | 02-01-41-12 | 2 | EA | BOARD, COMMUNICATIONS,SIEMENS,A5E03407403,WU:LAKE STATION SWITCHGEAR VFD; U-1 VFD BUILDING | 0100005422 |  |  | SIEMENS | A5E03407403
SJG-I | 0100006032 |  | 02-01-41-12 | 1 | EA | BOARD, PRINTED CIRCUIT, (PCB301), SUPPRESSOR, DC NOISE, NON-ASB, AMETEK, 80-210500-90 | 0100006032 |  |  | AMETEK | 80-210500-90
SJG-I | 0100006033 |  | 02-01-41-12 | 1 | EA | BOARD, PRINTED CIRCUIT, (PCB303), SUPPRESSOR, AC NOISE, NON-ASB,AMETEK, 80-212901-90, WU:U1, A, B, C | 0100006033 |  |  | AMETEK | 80-212901-90
SJG-I | 0100006035 |  | 02-01-41-12 | 1 | EA | BOARD, PRINTED CIRCUIT, (PCB304), CHARGER, ALARM, CONTROL, 130V, NON-ASB, AMETEK, 80-225316-90, WU:U1 A, B, C | 0100006035 |  |  | AMETEK | 80-225316-90
SJG-I | 0100006036 |  | 02-01-41-12 | 1 | EA | BOARD, PRINTED CIRCUIT, ASSY, (PCB305, PSCB308, PSB306), CHARGER, RELAY, BOARD, NON-ASB, AMETEK, 80-225400-90, WU:U1 A, B, C | 0100006036 |  |  | AMETEK | 80-225400-90
SJG-I | 0100006034 |  | 02-01-41-12 | 1 | EA | BOARD, PRINTED CIRCUIT,(PCB302), BATTERY, CHARGER, RECTIFIER, CURRENT, NON-ASB, AMETEK, 80-214014-90 | 0100006034 |  |  | AMETEK | 80-214014-90
SJG-I | 5975260497 |  | 02-01-41-12 | 2 | EA | BOX, ELECTRICAL, JCTN, 12"W,12"L, 4"D, PVC, CARLON, E989UUN | 5975260497 |  |  | CARLON PRODUCTS | E989UUN
SJG-I | 0100006888 |  | 02-01-41-12 | 4 | AS | BREAKER, CIRCUIT, 600 V, 20 A, 3PH, THED FRAME, GENERAL ELEC, THED136020WL; WU:GE MOTOR CONTROL CENTER, 480 VOLT, 3 PHASE, U-1&2 | 0100006888 | REPLACES 5925230228 |  | GENERAL ELECTRIC SUP | THED136020WL
SJG-I | 5930229504 |  | 02-01-41-16 | 2 | EA | SWITCH, MANUAL, SELCTR, 2 POSITION, ALLEN-BRADLEY CO., 800T-H2A | 5930229504 |  |  | ALLEN-BRADLEY CO. | 800T-H2A
SJG-I | 5930230320 |  | 02-01-41-16 | 1 | EA | SWITCH, MANUAL, SELCTR, 3 POS, OILTIGHT, ALLEN-BRADLEY, 800TJ2KC1B | 5930230320 |  |  | ALLEN-BRADLEY CO. | 800TJ2KC1B
SJG-I | 0100006097 |  | 02-01-41-16 | 1 | EA | SWITCH, TEMPERATURE, DRIVE AIR HEATER CONTROL, PECO, TRF115-005 | 0100006097 |  |  | PECO | TRF115-005
SJG-I | 5930229561 |  | 02-01-41-16 | 2 | EA | SWITCH, TEMPERATURE, INTERNAL/DUAL, 6', 316 SS, 0-250 DEG F, | IR04-0160 |  |  | UNITED ELECTRIC CONT | F402-9346-6BS
SJG-I | 0100001873 |  | 02-01-41-16 | 2 | EA | THERMOCOUPLE, ASSY, PT51-U17 3/4 AA, A=1"X1/2"SSHHB, 7/16"OD, TAVCO, TCI-3086 | 0100001873 |  |  | TAVCO SALES & SERVIC | TCI-3086
SJG-I | 6685368711 |  | 02-01-41-16 | 1 | EA | THERMOCOUPLE, GE, U253J002G0174 | 6685368711 |  |  | GENERAL ELECTRIC CO. | U253J002G0174
SJG-I | 6685370584 |  | 02-01-41-16 | 1 | EA | THERMOCOUPLE, GENERAL ELECTRIC, U252J085G0048, CONAX BUFFALO, J-SS25-2G-T4(10FT)-4 3/4, WU: GE TURBINE, S/N 170X650, T-3 TILT PAD HARDWARE, SEQ 062B, U-1 | 6685370584 | GENERAL ELECTRIC | U252J085G0048 | CONAX BUFFALO CORP | J-SS25-2G-T4(10FT)-4
SJG-I | 6685368703 |  | 02-01-41-16 | 1 | EA | THERMOCOUPLE, GENERAL ELECTRIC, U253J002G0144, WU:GE TURB 170X650, SQ 7289, CNTRL VLV, EXTRNLCHEST CASING, OUTER, U-1 | 6685368703 |  |  | GENERAL ELECTRIC CO. | U253J002G0144
SJG-I | 6685360593 |  | 02-01-41-16 | 2 | EA | THERMOCOUPLE, LEEDS & NORTHRUP, 3062-1-J-2-19.25-2-0-1-000, WU:PRIMARY AIR FAN, U-1 | 6685360593 |  |  | LEEDS & NORTHRUP | 30621J219.25201000
SJG-I | 6685361583 |  | 02-01-41-16 | 1 | EA | THERMOCOUPLE,GENERAL ELECTRIC,U252J073G0046,.WU: GE TURBINE 170X650, SEQ 062K, BEARING PAD, TERMINAL 2, U-1 | 6685361583 | STEAM SPECIALTIES | U252J073G0046 | GENERAL ELECTRIC | U252J073G0046
SJG-I | 6685361856 |  | 02-01-41-16 | 2 | EA | THERMOSTAT, CONTROL, 115 V, 5 A, 0-100 DEG F, O'BRIEN C | 6685361856 |  |  | O'BRIEN CORPORATION | W-662-100
SJG-I | 4810114258 |  | 02-01-41-16 | 2 | EA | VALVE, SOLENOID, 3/8" NPT, THRD, NON-ASB, 120 DC V, BELLOWS INTERNATIONAL, L685-33-102-53/K593041, WU: PULVERIZER DAMPERS, U-1 | 4810114258 |  | THE METER AND VALVE | BELLOWS INTERNATIONA | L68533102-53/K593041
SJG-I | 0100006077 |  | 02-01-41-17 | 1 | EA | ASSEMBLY, BY PASS CONTRACTOR, SIEMENS, A5E02929457, | 0100006077 |  |  | SIEMENS | A5E33512028
SJG-I | 0100006962 |  | 02-01-41-17 | 4 | EA | CABLE, ASSEMBLY, DB37, 5', MALE-FEMALE, SIEMENS ENERGY, A1A096535, WU: U-1 1A & 1B ID FAN VFD | 0100006962 | L-COM MFG | CSMN37MF-5 | SIEMENS INDUSTRY INC | A1A096535
SJG-I | 0100005572 |  | 02-01-41-17 | 5 | EA | CABLE, ELECT, 7 COND, 16 AWG, 600V, 34' L, DIAMOND POWER, 8495180249, WU:U1&2 IK'S PROXIMITY SWITCH | 0100005572 |  |  | DIAMOND POWER | 8495180249
SJG-I | 5975268789 |  | 02-01-41-17 | 2 | EA | CONNECTOR, KIT, MTR, CLOTH TAPE, (3) CAPS, MASTIC STRIP, RAY | 5975268789 |  |  | ADVANCE TECHNOLOGY S | BY DESCRP
SJG-I | 5925230244 |  | 02-01-41-17 | 6 | EA | CONTACT, ELECTRICAL, ARCING, GENERAL ELECTRIC CO, 123X344G32 | IR96-1334 |  |  | GENERAL ELECTRIC COM | 123X344G32
SJG-I | 5925230814 |  | 02-01-41-17 | 8 | EA | CONTACT, ELECTRICAL, MOVABLE PRIMARY, GEN ELEC, 137A9164P4 | IR97-0568 |  |  | GENERAL ELECTRIC COM | 137A9164P-4
SJG-I | 5925230301 |  | 02-01-41-17 | 6 | EA | CONTACT, ELECTRICAL, MOVABLE PRIMARY, GENERAL ELECTRIC CO., | IR01-0963 |  |  | GENERAL ELECTRIC COM | 114C5382P-11
SJG-I | 5925230350 |  | 02-01-41-17 | 6 | EA | CONTACT, ELECTRICAL, MOVABLE PRIMARY, GENERAL ELECTRIC CO., | IR01-0964 |  |  | GENERAL ELECTRIC COM | 137A9164P-3
SJG-I | 5925230780 |  | 02-01-41-17 | 6 | EA | CONTACT, ELECTRICAL, MOVABLE PRIMARY, GENERAL ELECTRIC CO., | IR01-0965 |  |  | GENERAL ELECTRIC COM | 114C5382P-12
SJG-I | 5925230202 |  | 02-01-41-17 | 6 | EA | CONTACT, ELECTRICAL, MOVABLE TERTIARY, GENERAL ELECTRIC CO., | IR01-0962 |  |  | GENERAL ELECTRIC COM | 619C469P-3
SJG-I | 5925230855 |  | 02-01-41-17 | 6 | EA | CONTACT, ELECTRICAL, MOVABLE/ARCING, GENERAL ELECTRIC CO., 2 | 5925230855 |  |  | GENERAL ELECTRIC COM | 227A5306G-1
SJG-I | 0100004679 |  | 02-01-41-17 | 1 | EA | CONTACTOR, CONTROL, 1A, 150 A, 125 VDC, GE INTERNATIONAL, IC2800Y109A2, WU:U-1 EBOP & ESOP | 0100004679 |  |  | GE INTERNATIONAL | IC2800Y109A2
SJG-I | 0100004677 |  | 02-01-41-17 | 1 | EA | CONTACTOR, CONTROL, MX, 600V, 135 VDC COIL, 100 AMPS | 0100004677 |  |  | GE INTERNATIONAL | DS303A3C01GXA022X
SJG-I | 0100004402 |  | 02-01-41-17 | 2 | EA | CONTROL, JR DRIVE 777, DIGITAL SIGNAL CONTROL, RFI PROTECTED DHC-200 | 0100004402 | PEAKTRONICS, INC | DHC-200C | TYPE K DAMPER DRIVE | 9103011
SJG-I | 0100006079 |  | 02-01-41-17 | 1 | EA | CONTROL, PCA BYPASS, SIEMENS, A1A10000416.00M, | 0100006079 |  |  | SIEMENS | A1A10000416.00M
SJG-I | 0100006070 |  | 02-01-41-18 | 2 | EA | KIT, SBC, (SINGLE BOARD COMPUTER), SIEMENS, A1A0000623.00M, WU:U-1 VFD BUILDING | 0100006070 |  |  | SIEMENS | A1A0000623.00M
SJG-I | 6240313095 |  | 02-01-41-18 | 18 | EA | LAMP, HEAT/INFRARED, 250 W,115-130 V, INDOOR USE ONLY, CALGON CORP, 3800041, WU:CALGON POLYMER FEED SYSTEM, SO2 SCRUBBER 1&2 | 6240313095 | CED | NALCO CHEMICAL CO | CALGON CHEMICAL CO | 3800041
SJG-I | 6105288036 |  | 02-01-41-18 | 1 | EA | MOTOR, PNEUMATIC, AUX DRV, FOOT MOUNTED, 15/16"X4-1/4", ABB AIR PREHEATER, 7185, WU: U-1&2 AIR PREHEATER DRIVE UNIT, PRIMARY AIR, | 6105288036 |  | ARVOS LJUNGSTROM LLC | AIR PREHEATER COMPAN | 7185
SJG-I | 3110059544 |  | 02-01-42-01 | 1 | EA | BEARING, ROLLER, OBSOLETE, SPHERICAL, 4.3307"ID, 7.8740"OD, 2.0866"W, TAP, ALLIS CHALMERS CORP., 51-689-902-022, SEE CAT ID 3110073339 | IR06-0134 |  |  | ALLIS CHALMERS CORP. | 51-689-902-022
SJG-I | 5330196782 |  | 02-01-42-01 | 2 | EA | SEAL, OIL/GREASE, 3.125"ID, 4.003"OD, 0.438"W, C-R 31148 | IR06-0135 |  |  | CLARK EQUIPMENT CO. | 225763
SJG-I | 4810120354 |  | 02-01-42-01 | 1 | EA | SEAT, VALVE, MILTON ROY COMPANY, 224-0024-016 | IR06-0132 |  |  | MILTON ROY COMPANY | 224-B
SJG-I | 5961003935 |  | 02-01-42-01 | 5 | EA | TRANSISTOR, PNP/GERMANIUM, 25/25/15 DC V, 200 MA A, 400 KHZ | IR06-0141 |  |  | ARROW ELECTRONICS, | BY DESCRP
SJG-I | 5961005104 |  | 02-01-42-01 | 10 | EA | TRANSISTOR, TRIAC/GENL PURP, 200 V, PHILIPS ECG, INC, ECG 56 | IR06-0142 |  |  | WINTRONIC | ECG 56
SJG-I | 3030053361 |  | 02-01-42-17 | 3 | EA | BELT, DRIVE, V/WDG, 190.000", 0.625", 0.531"THK, NATIONAL PRODUCTS, INC., 5V1900 | IR06-0136 |  |  | NATIONAL PRODUCTS | 5V1900
SJG-I | 5330188359 |  | 02-01-42-17 | 34 | EA | GASKET, EXP JT, 12"ID X 16"OD X .12 THK, 150#, ANKORITE, UCC | IR06-0131 |  |  | UNITED CONVEYOR CORP | 408435
SJG-I | 5999274904 |  | 02-01-42-24 | 1 | EA | BOARD, CIRCUIT, PRINTED, CNTRLLER/TEMP, ROSEMOUNT ANALYTICAL | 5999274904 |  |  | ROSEMOUNT ANALYTICAL | 2822A25G03
SJG-I | 5999285595 |  | 02-01-42-24 | 1 | EA | BOARD, CIRCUIT, PRINTED, MOTHER, LEEDS & NORTHRUP, 046668, | IR09-0029 |  |  | LEEDS & NORTHRUP | 046668
SJG-I | 5999286866 |  | 02-01-42-24 | 3 | EA | BOARD, CIRCUIT, PRINTED, RED LED, MAIN FLAME, 35 PIN, FORNEY CORP, C36365-01 | IR09-0031 |  |  | FORNEY CORPORATION | C36365-01
SJG-I | 5925231218 |  | 02-01-42-24 | 3 | EA | BREAKER, CIRCUIT, MAG/THERM, 600 V, 200 A, 3, LA FRAME, TERM SCR, ABB POWER T&D CO., HLA3200TV, WU: WESTERN PRECIPATATOR, U-1&2 | IR09-0024 |  |  | ABB POWER T&D CO | HLA3200TV
SJG-I | 6130000166 |  | 02-01-42-24 | 4 | EA | CONTROL, UNIT/PULSE, ALLEN-SHERMAN-HOF GENERATOR, MDL C01705 | IR09-0030 |  |  | ALLEN-SHERMAN-HOFF / | BY DESCRP
SJG-I | 5820000254 |  | 02-01-42-24 | 1 | EA | LENS, CAMERA, 24"L, ARVIN/DIAMOND, 9068010408 | IR09-0033 |  |  | DIAMOND ELECTRONICS, | 9068010408
SJG-I | 3040057865 |  | 02-01-42-24 | 1 | EA | SHAFT, DRIVE, ASSY, JORDAN CONTROLS INC., 68D-014059-001 | IR09-0032 |  |  | JORDAN CONTROLS, INC | 68D-014059-001
SJG-I | 3130062817 |  | 02-01-44-01 | 2 | EA | BEARING, PILLOW BLOCK, BALL, 2.4375", 9.5000", 2.5000", 2 BLT, CI HSNG, FAFNIR BEARING, RAS 2-7/16 | IR05-0342 |  |  | ADVANCE SUPPLY & PUM | BY DESCRP
SJG-I | 4810134462 |  | 02-01-44-01 | 1 | EA | BUSHING, YOKE, YARWAY CORP, 949896 | IR05-0337 |  |  | GEO. S. THOMSON CO, | 949896
SJG-I | 4810113417 |  | 02-01-44-01 | 4 | EA | DISC, VLVE, DIAMOND POWER SPECIALTY, 107675-1120 | IR05-0336 |  |  | DIAMOND POWER SPECIA | 107675-1120
SJG-I | 6685370634 |  | 02-01-44-01 | 1 | EA | DISPLACER, MTR/AIRFLOW, 5-7/8", BAILEY CONTROLS COMPANY, 312 | IR05-0339 |  |  | BAILEY CONTROLS COMP | 312847E1
SJG-I | 6680340467 |  | 02-01-44-01 | 1 | EA | FLOAT, FLOWMTR, WALLACE & TIERNAN DIVISION, NUYA 303 | IR05-0347 |  |  | TERRAZAS PINA & MOOR | BY DESCRP
SJG-I | 3020053470 |  | 02-01-44-01 | 2 | EA | GEAR, POSN 2, HONEYWELL INC, 30078633 | IR05-0334 |  |  | HONEYWELL, INC. | 30078633
SJG-I | 4810124919 |  | 02-01-44-01 | 1 | EA | LINER, VLV, 3"DIA, FISHER CONTROLS, F26224-06782 | IR05-0346 |  |  | FISHER CONTROLS CO | F26224-06782
SJG-I | 4730135193 |  | 02-01-44-01 | 2 | EA | PLUG, LVR BRG, BAILEY CONTROLS COMPANY, 315530A1 | IR05-0335 |  |  | BAILEY CONTROLS COMP | 315530A1
SJG-I | 4310073806 |  | 02-01-44-01 | 3 | EA | RING, SCRAPER, INGERSOLL RAND CO, 23A11G28B | IR05-0343 |  |  | INGERSOLL RAND CO | 23A11G28B
SJG-I | 5925231648 |  | 02-01-44-01 | 1 | EA | SHUNT, TRIP, W/COIL, GENERAL ELECTRIC CO, 139C4378G4 | IR05-0338 |  |  | GENERAL ELECTRIC CO | 139C4378G4
SJG-I | 0000000258 |  | 02-01-44-02 | 1 | KT | ACTUATOR, KIT, PARKER 12" PISTON, PARKER-HANNIFIN, KT120VP131,KIT12", WU: LIMESTONE | IR05-0357 |  |  | PARKER-HANNIFIN CORP | KT120VP131KIT12"
SJG-I | 4320087077 |  | 02-01-44-02 | 3 | EA | CARTRIDGE, SUCTION, MILTON ROY, 221-0100-028 | IR05-0361 |  |  | MILTON ROY CO | 221-0896-228
SJG-I | 5330181594 |  | 02-01-44-02 | 12 | EA | GASKET, GUTER, NON-ASB, INGERSOLL RAND CO., 275B284X2HYD | IR05-0364 |  |  | INGERSOLL-RAND COMPA | 275B284X2HYD
SJG-I | 5330215970 |  | 02-01-44-02 | 1 | EA | GASKET, HIGH TEMP, 5", SLCN, VICTALLIC, BY DESCRP | IR05-0353 |  |  | CRIST-PLATEAU | BY DESCRP
SJG-I | 5330224105 |  | 02-01-44-02 | 7 | EA | O-RING, KIT, CONTROMATICS CORP., 808923 | IR05-0365 |  |  | CONTROMATICS CORP | 11
SJG-I | 4810120974 |  | 02-01-44-02 | 8 | EA | PACKING, STEM, GRAFOIL, CONTROL COMPONENTS INC, 320806001 | IR05-0363 |  |  | CONTROL COMPONENTS | 320806001
SJG-I | 5330228155 |  | 02-01-44-02 | 1 | EA | SEAL, ASSY/SLIDING, VALTEK INC, 055566.990.000, LIMESTONE | IR05-0359 |  | FLOWSERVE FCD CORP | VALTEK INC | 055566.990.000
SJG-I | 5330214957 |  | 02-01-44-02 | 2 | KT | SEAL, KIT, ACTR, (2) 13-06 THD SEAL, (1) 14-53 SHFT SEAL, (2 | IR05-0352 |  |  | RAYMOND CONTROL SYST | KT-0421-SIL
SJG-I | 3040056768 |  | 02-01-44-02 | 1 | EA | SHAFT, DRIVE, OUTPUT, ELECTRA JEFFERY, 49-31412 | IR05-0360 |  |  | ELECTRA JEFFERY | 49-31412
SJG-I | 4810116121 |  | 02-01-44-02 | 3 | EA | STEM, VLVE, 5/8"DIA, 6-7/8"L, CS, DIAMOND POWER SPECIAL | IR05-0362 |  |  | DIAMOND POWER SPECIA | 107677-1128
SJG-I | 4320087572 |  | 02-01-44-03 | 2 | EA | BEARING, BOWL, GOULDS PUMP, INC, B9962-7-6-9999, WU: GOULDS PUMP MODEL VIT-F0F, SIZE 6X11 ALC/1, S/N 307740,1,2,3,4, GPM 500, HD.FT. 174, CLEARWELL PUMP, WRS | IR05-0368 |  |  | GOULDS PUMPS INC | B9962-7-6-9999
SJG-I | 5330220889 |  | 02-01-44-03 | 2 | EA | GASKET, SPIRAL WOUND, BONNET, 3.880"ID, 4-1/4"OD, NON-ASB, VALTEK INC, 007826-868-000 | IR05-0378 |  |  | FLOWSERVE FCD CORPOR | BY DESCRP
SJG-I | 4320085774 |  | 02-01-44-03 | 1 | EA | GEAR, WORM, MILTON ROY, 252-0019-200 | IR05-0377 |  |  | MILTON ROY CO. | 252-B
SJG-I | 6630323100 |  | 02-01-44-03 | 2 | EA | METER, FLOW, THERMO ELECTRON CORP., 4495, CEM | IR05-0382 |  |  | THERMO ELECTRON CORP | 4495
SJG-I | 4810122624 |  | 02-01-44-03 | 1 | EA | RING, ADJUSTING, LOW, DRESSER INDUSTRIAL VALVE, VEG-804 | IR05-0370 |  |  | DRESSER INDUSTRIAL V | VEG-804
SJG-I | 4810122657 |  | 02-01-44-03 | 4 | EA | RING, ADJUSTING, LOW,DRESSER INDUSTRIAL VALVE, VDZ-804 | IR02-0375 |  |  | DRESSER INDUSTRIAL V | VDZ-804
SJG-I | 4810122640 |  | 02-01-44-03 | 1 | EA | RING, LOW, DRESSER INDUSTRIAL VALVE, VEP-804 | IR02-0371 |  |  | DRESSER INDUSTRIAL | VEP-804
SJG-I | 5365217792 |  | 02-01-44-03 | 2 | EA | RING, SCRAPER, WIPER, BRS, RELIANCE ELEC, 401707AB | IR05-0383 |  |  | RELIANCE ELECTRIC CO | 401707AB
SJG-I | 5305149170 |  | 02-01-44-03 | 14 | EA | SCREW, CAP, HEX, 7/8"DIA, 9 TPI, 5"L, 316 STNLSS STL, ANY MA | IR05-0381 |  |  | ANY MFG | BY DESCRP
SJG-I | 4810131880 |  | 02-01-44-03 | 3 | EA | STEM, VLV, AIR, DIAMOND POWER SPECIALTY, 302668-0110 | IR05-0376 |  |  | DIAMOND POWER SPECIA | 302668-0110
SJG-I | 5365215747 |  | 02-01-44-04 | 1 | EA | BUSHING, VALVE, BACK SEAT, 6"ID, CHARLES S. LEWIS AND COMP, 16 | IR05-0397 |  |  | CHARLES S. LEWIS & C | 16
SJG-I | 4810123713 |  | 02-01-44-04 | 4 | EA | DIAPHRAGM, VALVE, 3/4", NEOPRENE, FISHER CONTROLS COMPANY, 1F9396-02192 | IR05-0389 |  |  | FISHER CONTROLS CO. | 1F9396-02192
SJG-I | 3020053223 |  | 02-01-44-04 | 1 | EA | GEAR, WORM, SECARY, ELECTRA JEFFERY, 46-30122-30 | IR05-0393 |  |  | ELECTRA JEFFERY | 46-30122-30
SJG-I | 3020053256 |  | 02-01-44-04 | 1 | EA | GEAR, WORM, SECARY, ELECTRA JEFFERY, 46-30154-30 | IR05-0392 |  |  | ELECTRA JEFFERY | 46-30154-30
SJG-I | 3110060187 |  | 02-01-44-04 | 1 | EA | HOUSING, BEARING, ASSY, 4"ID, BRS, MCCROMETER CORP., BR700-0 | IR05-0388 |  |  | ARIZONA PUMP AND SUP | BR700-0
SJG-I | 4810131609 |  | 02-01-44-04 | 5 | EA | LINER, HAND/WHL CAP, 50SQ", VALTEK INC, 002517-676-000 | IR05-0396 |  |  | FLOWSERVE FCD CORPOR | 002517-676-000
SJG-I | 5330184366 |  | 02-01-44-04 | 4 | EA | PACKING, PREFORMED, STEM, 1-1/4"ID, GRAFOIL, FISHER CONTROLS | IR05-0387 |  |  | FISHER CONTROLS CO. | 1V5666X0022
SJG-I | 4320087093 |  | 02-01-44-04 | 2 | EA | PLATE, CONTOUR, 1-1/16", ALLOY STL 20, MILTON ROY,2980061028 | IR05-0386 |  |  | MILTON ROY CO | 2980006028
SJG-I | 5365213569 |  | 02-01-44-04 | 4 | EA | RING, SPACER, UCC, 40577 | IR05-0395 |  |  | UNITED CONVEYOR CORP | 40577
SJG-I | 9530000158 |  | 02-01-44-04 | 9 | EA | ROD, THREADED, 7/8"DIA, 36"L, BRS, ANY MFG, BY DESCRP | IR05-0384 |  |  | ANY MFG | BY DESCRP
SJG-I | 5330228171 |  | 02-01-44-04 | 1 | EA | SEAL, ASSY/SLIDING, BALTEK INC, 062471.990.000, LIMESTONE | IR05-0385 |  | FLOWSERVE FCD CORPOR | BALTEK INC | 062471.990.000
SJG-I | 5330220848 |  | 02-01-44-04 | 2 | EA | SEAL, PLG, 4-7/8"OD, TEFLON, VALTEK INC, 021083-925-000 | IR05-0398 |  |  | FLOWSERVE FCD CORPOR | BY DESCRP
SJG-I | 5330226365 |  | 02-01-44-04 | 1 | EA | SEAL, PUMP, TOYO PUMP, A-865 | IR05-0391 |  |  | EQUIPMENT SPECIALTIE | A-865
SJG-I | 4810125619 |  | 02-01-44-04 | 1 | EA | TUBE, BOURDON, FISHER CONTROLS, 10A0620X012 | IR05-0349 |  |  | FISHER CONTROLS CO. | 10A0620X012
SJG-I | 4320081286 |  | 02-01-44-05 | 1 | AS | CARTRIDGE, SUCTION, ASSY, 316 SS, 1/2"MNPT, MILTON ROY CO, 221-0896-216 | IR05-0423 |  |  | MILTON ROY COMPANY | 221B
SJG-I | 4810128605 |  | 02-01-44-05 | 2 | EA | CARTRIDGE, SUCTION, VLV, CALGON CORPORATION, 360-8544 | IR05-0415 |  |  | CALGON CORPORATION | 3600-8544-9
SJG-I | 4320085519 |  | 02-01-44-05 | 2 | EA | COLLAR, SHFT, ROBBINS & MYERS, INC., A06491 | IR05-0420 |  | BULLEN PUMP & EQUIPM | ROBBINS & MYERS, INC | A06491
SJG-I | 6680343370 |  | 02-01-44-05 | 3 | EA | FLOAT, FLOW IND, 316 SS, BROOKS INSTRUMENT, 345G051JNA | IR05-0413 |  |  | BROOKS INSTRUMENT | 345G051JNA
SJG-I | 5330218909 |  | 02-01-44-05 | 2 | EA | GASKET, SPIRAL WOUND, SEAT, 7.880"ID, 8-1/4"OD, 304 SS, NON-ASB, VALTEK INC, 001798-868-000 | IR05-0409 |  |  | FLOWSERVE FCD CORPOR | 001798-868-000
SJG-I | 4810131237 |  | 02-01-44-05 | 4 | EA | LINER, GUIDE, GRAFOIL, 400-1500 DEG F, 0.56"STEM, VALTEK INC, 007603-842-000 | IR05-0410 |  | FLOWSERVE FCD CORPOR | VALTEK INC | 007603-842-000
SJG-I | 4810131187 |  | 02-01-44-05 | 4 | EA | LINER, GUIDE, GRAFOIL, 400-1500 DEG F, VALTEK INC., 009472-8 | IR05-0411 | IR01-0285 | VALTEK INC | FLOWSERVE FCD CORPOR | 009472-8
SJG-I | 3439000815 |  | 02-01-44-05 | 18 | EA | NOZZLE, TORCH, CUP, 4L, CONELY KELEPPEN ENTERPRISE, 3C4L | IR05-0418 |  |  | CONELY KELEPPEN ENTE | 3C4L
SJG-I | 5999280687 |  | 02-01-44-05 | 3 | EA | PACK, LD, 120/240 VAC/5A, GEM SENSORS DIVISION, 20173 | IR05-0419 |  |  | GEMS SENSORS DIVISIO | 20173
SJG-I | 5999280968 |  | 02-01-44-05 | 1 | EA | PACK, LOAD, GEM SENSORS DIVISION, 22155 | IR05-0422 |  |  | GEMS SENSORS DIVISIO | 22155
SJG-I | 5330225573 |  | 02-01-44-05 | 20 | FT | PACKING, PREFORMED, SEAL/BRAID, TELON, PORTEC, 18124 | IR05-0399 |  |  | ZMI/PORTEC CHEMICAL | 18124
SJG-I | 4810129157 |  | 02-01-44-05 | 1 | EA | RING, LAP, 3", DRESSER IDUSTRIAL VALVE, 1672810 | IR05-0421 |  |  | DRESSER INDUSTRIES, | 1672810
SJG-I | 3010050783 |  | 02-01-44-05 | 1 | EA | ROD, PISTON, STL, BETTIS CORPORATION, 11422 | IR05-0407 |  |  | BETTIS CORPORATION | 11422
SJG-I | 5330219618 |  | 02-01-44-05 | 6 | EA | SEAL, OIL/GREASE, 3.438"ID, FMC CORP-BEARING, LB6855-3H | IR05-0416 |  |  | ADVANCE SUPPLY & PUM | LB6855-3H
SJG-I | 3915000859 |  | 02-01-44-05 | 4 | AS | SEAT, VALVE, ASSY, UCC, 1954-13 | IR05-0424 |  |  | UNITED CONVEYOR CORP | 1954-13
SJG-I | 4810128910 |  | 02-01-44-05 | 1 | EA | SEAT, VALVE, DISC, 4", 150LB, FISHER CONTROLS CO, 1V7117-330 | IR05-0417 |  |  | FISHER CONTROLS CO. | 1V7117-33092
SJG-I | 3110067661 |  | 02-01-44-06 | 74 | EA | BEARING, 0.6250"ID, 1.0000"OD, 0.7500"W, BRONZE, UCC, 40564-107, WU: UCC ASH HANDLING SYSTEM NUVA FEEDER AIR CYLINDER | IR05-0425 |  |  | UNITED CONVEYOR CORP | 40564-107
SJG-I | 3110058918 |  | 02-01-44-06 | 1 | EA | BEARING, BALL, DOUBLE ROW, 2.7559"ID, 5.9055"OD, 2.0079"W, SELF-ALIGNING, SKF INDUSTRIES INC, 2314 | IR05-0433 |  |  | INTERNATIONAL BEARIN | 14470
SJG-I | 3110062696 |  | 02-01-44-06 | 1 | EA | BEARING, BALL, SINGLE ROW RADIAL/SHIELD, 3.1496"ID, 6.6929"OD, 1.5354"W, 1 SHIELD, FAFNIR BEARING, 316WD | IR05-0432 |  | ADVANCE SUPPLY & PUM | FAFNIR BEARING | 316WD
SJG-I | 3110060732 |  | 02-01-44-06 | 1 | EA | BEARING, FLANGE, SPHERICAL, ROLLER, 1.9375"ID, REX ROLLER CHAIN & SPROCK, ZBR115 | IR05-0430 |  |  | REX ROLLER CHAIN & S | ZBR115
SJG-I | 3040056222 |  | 02-01-44-06 | 6 | EA | BODY, CYLINDER, 3" STROKE, UCC, 44300-2 | IR05-0426 |  |  | UNITED CONVEYOR CORP | 44300-2
SJG-I | 8125000045 |  | 02-01-44-06 | 2 | EA | JAR, SAMPLE, GL, NUSONICS INC., 200872 | IR05-0434 |  |  | MESA LABORATORIES, I | 200872
SJG-I | 4810126849 |  | 02-01-44-06 | 1 | EA | SCREW, REGULATING, VALTEK INC., 001816-029-002 | IR05-0431 |  | FLOWSERVE FCD CORPOR | VALTEK INC | 001816-029-002
SJG-I | 5305154444 |  | 02-01-44-06 | 47 | EA | SCREW, TAPPING, #6-32DIA, 1/2"L, GAI-TRONICS CORP, 1260 | IR05-0429 |  |  | GAI-TRONICS CORPORAT | 1260
SJG-I | 4810115545 |  | 02-01-44-06 | 1 | EA | SEAT, VALVE, RNG, 316 SS, 1", VALTEK, INC. 001562-15 | IR05-0438 |  |  | VALTEK INC | 001562-150-000
SJG-I | 4810128738 |  | 02-01-44-06 | 4 | EA | VALVE, RELIEF, ASSY, 25-150 PSI, ROPER PUMP CO, N7-437 | IR05-0427 |  |  | ROPER PUMP CO | N7-437
SJG-I | 5310160683 |  | 02-01-44-06 | 70 | EA | WASHER, FLAT, 1/2", HASTALLOY C276, CORROSION MATERIAL, BY DESCRP | IR05-0436 |  |  | ANY MFG | BY DESCRP
SJG-I | 3915001329 |  | 02-01-44-07 | 2 | EA | BOWL, METAL, W/O SIGHT GLASS, W/AUTO DRAIN, C. A. NORGREN CO, 5390-66 | IR05-0439 |  |  | AIR DRAULICS COMPANY | 5390-66
SJG-I | 4810123135 |  | 02-01-44-07 | 1 | EA | BUSHING, VALVE, BACK SEAT, YARWAY CORP., 938732-96 | IR05-0452 |  |  | YARWAY CORP | 938732-96
SJG-I | 3010051153 |  | 02-01-44-07 | 2 | EA | COUPLING, 7/8", PLAST, MILTON ROY, 410-0127-040 | IR05-0445 |  |  | MILTON ROY COMPANY | 410-0127-040
SJG-I | 3010048415 |  | 02-01-44-07 | 1 | EA | COUPLING, MILTON ROY COMPANY, 410-0064-020 | IR01-0788 |  |  | MILTON ROY COMPANY | 410-0064-020
SJG-I | 3010050767 |  | 02-01-44-07 | 1 | EA | COVER, HOUSING, DUCTILE IRON, BETTIS CORPORATION, 11330, WU: BETTIS ACTUATOR, MODEL 731C, REBUILD VALVES IN BOTTOM ASH ACTUATOR AREA | IR05-0446 |  |  | BETTIS CORPORATION | 11330
SJG-I | 4810119166 |  | 02-01-44-07 | 1 | EA | DIAPHRAGM, VLV, 8", TEFLON, THE DURIRON CO, INC., BY DESCRP | IR05-0449 |  |  | THE DURIRON CO | BY DESCRP
SJG-I | 5330218446 |  | 02-01-44-07 | 4 | EA | GASKET, 6", TEFLON, CHARLES S. LEWIS AND COMP, 46 | IR05-0444 |  |  | CHARLES S. LEWIS & C | 46
SJG-I | 4810132953 |  | 02-01-44-07 | 12 | EA | RING, HALF, 3.30"ID, 3.94"OD, 5/16"THK, VALTEK INC, 001018-1 | IR05-0441 |  |  | FLOWSERVE FCD CORPOR | 001018-1
SJG-I | 3040056925 |  | 02-01-44-07 | 1 | EA | SHAFT, DRIVE, PUMP, 1-3/16"OD, 28-7/8"L, 416 STNLESS STL, GO | IR05-0451 |  |  | JAMES S. KONE & COMP | B-3357-2-2
SJG-I | 3040056206 |  | 02-01-44-07 | 1 | EA | SHAFT, DRIVE, PUMP, 303 SS, GOULDS, 077154122231 | IR01-0728 |  |  | JAMES S. KONE & COMP | 077154122231
SJG-I | 4810134371 |  | 02-01-44-07 | 2 | EA | SPACER, 50"W, 50"L, VALTEK INC., 00177-604-000 | IR05-0442 |  |  | FLOWSERVE FCD CORPOR | 00177-604-000
SJG-I | 4810132433 |  | 02-01-44-07 | 1 | EA | STEM, VALVE, ACTR, 1/2"-1", VALTEK INC, 001134-159-000 | IR05-0453 |  |  | FLOWSERVE FCD CORPOR | 001134-159-000
SJG-I | 4810117012 |  | 02-01-44-07 | 1 | EA | STEM, VALVE, PLG, 1"DX19-7/16"L, FISHER CONTROL 1A734735162 | IR05-0447 | IR97-0289 |  | FISHER CONTROLS | 1A734735162
SJG-I | 5330224188 |  | 02-01-44-11 | 2 | EA | GASKET, PUMP, NON-ASB, 18-7/16"ID, 23-15/16"OD, 1/16"THK, RND, LAWRENCE PUMPS, INC, G-15 | IR05-0454 |  |  | LAWRENCE PUMPS, INC. | G-15
SJG-I | 4720001223 |  | 02-01-44-11 | 11 | FT | HOSE, AIR, 2", 12'L, THE ANCHOR PACKING CO, BY DESCRP | IR05-0455 |  |  | THE ANCHOR PACKING C | BY DESCRP
SJG-I | 5130000549 |  | 02-01-45-02 | 5 | EA | ABRASIVE, WHEEL, CUP BRUSH/WIRE, 6" DIA, 5/8-11, .020, 6000 | IR05-0296 |  |  | MILWAUKEE BRUSH MFG. | 20283
SJG-I | 4820128132 |  | 02-01-45-02 | 2 | EA | CONE, DEFLECTOR, KNIFE GATE, CAST NI-HARD, DEZURIK C/O HENNESY EQUIP, ACC*DCNH-12, (F/12" VALVE CAT 4820128124) WU:U-1&2 NUVA FEEDERS | IR05-0289 |  |  | DEZURIK CORPORATION | BY DESCRP
SJG-I | 4820128116 |  | 02-01-45-02 | 2 | EA | DEFLECTOR CONE, KNIFE GATE CAST NI-HRD F/6" VLV DEZ ACC*DCNH | IR05-0288 |  |  | DEZURIK CORPORATION | ACC-DCNH-6
SJG-I | 5010002169 |  | 02-01-45-02 | 2 | EA | FILTER, INLINE, 316SS, 1/4", SWAGELOK, SS-4TF-140 | IR05-0291 |  |  | SWAGELOK - CRAWFORD | SS-4TF-140
SJG-I | 5010003621 |  | 02-01-45-02 | 2 | KT | FILTER, PROB, ROSEMOUNT ANALYTICAL, 6292A74G01 | IR05-0292 |  |  | ROSEMOUNT ANALYTICAL | 6292A74G01
SJG-I | 4820127290 |  | 02-01-45-02 | 1 | EA | SEAT, RNG, CONTROL COMPONENTS, 320302181 | IR05-0286 |  |  | CONTROL COMPONENTS | 320302181
SJG-I | 4820127621 |  | 02-01-45-02 | 4 | EA | TEE, BLEED, 1/2", 316 SS, RICHARDS IND, HB521U313121, WU:PRE | IR05-0287 |  |  | RICHARDS INDUSTRIES | HB521U313121
SJG-I | 5120128490 |  | 02-01-45-02 | 1 | EA | TOOL, REFIN, DIAMOND POWER SPECIALTY C, 108586-2033 | IR05-0294 |  |  | DIAMOND POWER SPECIA | 108586-2033
SJG-I | 5133000777 |  | 02-01-45-03 | 14 | EA | BIT, DRILL, FAST SPIRAL, 1/2", 9"L, TAPER, CARBIDE, ANY MFG, BY DESCRP | IR05-0299 |  |  | ANY MFG | BY DESCRP
SJG-I | 5133000124 |  | 02-01-45-03 | 7 | EA | BIT, DRILL, FAST SPIRAL, 3/4", 9"L, TAPER, CARBIDE, ANY MFG, BY DESCRP | IR05-0298 |  |  | ANY MFG | BY DESCRP
SJG-I | 5133000884 |  | 02-01-45-03 | 9 | EA | BIT, DRILL, STRAIGHT, 15/16", 6"L, HIGH SPEED STL, SHANK 1/2", DYNA SYSTEMS, 801-2-3600 | IR05-0300 |  |  | DYNA SYSTEMS | 801-2-3600
SJG-I | 4810119125 |  | 02-01-45-03 | 3 | EA | BUSHING, VALVE, BONNET, 1/2"ID, BRASS, DIAMOND POWER SPECIALTY, 107678-1127 | IR05-0316 |  |  | DIAMOND POWER SPECIA | 107678-1127
SJG-I | 4320086137 |  | 02-01-45-03 | 1 | EA | GRINDER, PUMP/ABRADER, PEABODY BARNES INC., 67347 | IR05-0314 |  |  | PEABODY BARNES | 21
SJG-I | 3110072091 |  | 02-01-45-03 | 4 | EA | INSERT, BEARING, MCGILL MFG CO INC, BEARIN, MB-25-2 | IR05-0311 |  |  | MCGILL MFG CO INC, B | MB-25-2
SJG-I | 5305143660 |  | 02-01-45-03 | 332 | EA | SCREW, CAP, HEX, 1/2"DIA, 13 TPI, 1-1/4"L, 316 STNLSS STL | IR05-0305 |  |  | ANY MFG | BY DESCRP
SJG-I | 5305145087 |  | 02-01-45-03 | 42 | EA | SCREW, CAP, HEX, 3/4"DIA, 10 TPI, 6"L, 316 STNLSS STL, ANY M | IR05-0308 |  |  | ANY MFG | BY DESCRP
SJG-I | 5305143553 |  | 02-01-45-03 | 56 | EA | SCREW, CAP, HEX, 5/6"DIA, 11 TPI, 4-1/2"L, 316 STNLSS STL | IR05-0304 |  |  | ANY MFG | BY DESCRP
SJG-I | 5305144882 |  | 02-01-45-03 | 73 | EA | SCREW, SET, #2 DIA, 3/16"L, 56TPI, 316 STNLSS STL, SCKT, ANY | IR05-0307 |  |  | ANY MFG | BY DESCRP
SJG-I | 5136000121 |  | 02-01-45-03 | 2 | EA | TAP, PIPE, 2", HIGH SPEED STL, 11 TPI, 7, MORSE CUTTING TOOL, 36131 | IR05-0301 |  | DEWEED TOOL & SUPPLY | MORSE CUTTING TOOL | 36131
SJG-I | 4810116337 |  | 02-01-45-03 | 2 | EA | VALVE, PILOT, 4-WAY, HUMPHREY PRODUCTS, 250-4A | IR05-0315 |  |  | HUMPHREY PRODUCTS | 250-4A
SJG-I | 3130063211 |  | 02-01-45-04 | 2 | EA | BEARING, PILLOW BLOCK, BALL, 1.1875", 2 BLT, SEAL MASTER CORP., TB19 | IR05-0312 |  |  | INTERNATIONAL BEARIN | 12154.7
SJG-I | 4810133738 |  | 02-01-45-04 | 1 | EA | BUTTON, SPRNG, 100/200 SQ", VALTEK INC, 050264-029-176 | IR05-0323 |  |  | FLOWSERVE FCD CORP | 050264-029-176
SJG-I | 4320085626 |  | 02-01-45-04 | 1 | EA | FILLER, PIECE, A-C COMPRESSOR CORP, 16-140-727-007 | IR05-0313 |  |  | A-C COMPRESSOR CORP | 16-140-727-007
SJG-I | 4810131963 |  | 02-01-45-04 | 1 | EA | GUIDE, STEM, BRONZE, 2"STEM, PNM MACHINE SHOP, SJS-M483 | IR05-0317 |  |  | FLOWSERVE FCD CORPOR | 001586-433-000
SJG-I | 4810133951 |  | 02-01-45-04 | 1 | EA | INSERT, SOFT SEAT, VALTEK INC, 044929-925-000 | IR05-0324 | IR01-0324 |  | FLOWSERVE FCD CORP | BY DESCRP
SJG-I | 4810132201 |  | 02-01-45-04 | 1 | EA | PLUG, VALVE, 2", 600LB, FISHER CONTROLS CO, 1V6575-461 | IR05-0319 |  |  | FISHER CONTROLS CO | 1V6575-46172
SJG-I | 4810131971 |  | 02-01-45-04 | 1 | EA | RETAINER, GUIDE, TEFLON, 2"STEM, VALTEK NIC., 006339-150-000 | IR05-0318 | IR96-0595 |  | VALTEK INC | 006339-150-000
SJG-I | 4810133662 |  | 02-01-45-04 | 4 | EA | RING, RETAINING, VALTEK INC, 016688-029-014 | IR05-0322 |  |  | FLOWSERVE FCD CORP | 016688-029-014
SJG-I | 5330216945 |  | 02-01-45-04 | 1 | EA | SEAL, BALL, 6"ID, FISHER CONTROLS, 13A2619X102 | IR05-0329 |  |  | FISHER CONTROLS CO | 13A2619X012
SJG-I | 4810134843 |  | 02-01-45-04 | 1 | EA | SPACE, PKNG, 1-1/8", 316 SS, VALTEK INC, 046118150 | IR05-0327 |  |  | FLOWSERVE FCD CORP | 046118150
SJG-I | 4810133209 |  | 02-01-45-04 | 1 | EA | STEM, VALVE, ACTR, VALTEK INC, 001058-159-000 | IR05-0321 |  |  | FLOWSERVE FCD CORP | 001058-159-000
SJG-I | 4810136533 |  | 02-01-45-04 | 1 | EA | TRIM, VALVE, CONTROL, 1-1/2", 1500LB, 12G2J, STEM, DISC, CON-V | IR05-0328 |  |  | CONVAL, INC | 7H416SA
SJG-I | 4810134579 |  | 02-01-45-04 | 2 | KT | VALVE KIT, REPAIR/SOLENOID, AUTOMATIC SWITCH CO ASCO, 308527 | IR05-0326 |  |  | AUTOMATIC SWITCH | 308527
SJG-I | 6210000979 |  | 02-01-45-05 | 9 | EA | ADAPTER, PENDANT MOUNTING FIXTURE, LIGHTING, THE GENLYTE GROUP, VMP, WU: UNITS 3 & 4 | IR05-0332 |  |  | CONSOLIDATED ELECTRI | BY DESCRP
SJG-I | 6680342083 |  | 02-01-45-05 | 1 | EA | DRUM, MEAS CBL, ENDRESS & HAUSER, INC, 940-928-0001 | IR05-0333 |  |  | ENDRESS & HAUSER, IN | 940 928 0001
SJG-I | 5365212298 |  | 02-01-45-05 | 1 | EA | PLATE, SEAL, PEABODY BARNES, INC. 62617 | IR05-0330 |  |  | PEABODY BARNES | 62617
SJG-I | 5365216984 |  | 02-01-45-05 | 2 | EA | SPACER, SEAT RING CONTROL COMP | IR05-0331 |  |  | CONTROL COMPONENTS I | 120401024
SJG-I | 4320076823 |  | 02-01-45-06 | 3 | EA | ROD, CONNECTING, MILTON ROY COMPANY, 214-0013-162 | IR04-0208 |  |  | MILTON ROY COMPANY | 214-A
SJG-I | 5330228007 |  | 02-01-45-06 | 1 | EA | SEAL, PRESSURE, RNG, WESTINGHOUSE ELECTRIC COR, 652D424019 | IR04-0129 |  |  | WESTINGHOUSE ELECTRI | 652D424019
SJG-I | 4820124610 |  | 02-01-45-06 | 2 | EA | VALVE, ASSEMBLY, STNLSS STL, BROOKS INSTRUMENT DIVISION, BY DESCRP | IR05-0282 |  |  | BROOKS INSTRUMENT | BY DESCRP
SJG-I | 4820122598 |  | 02-01-45-06 | 2 | EA | VALVE, GATE, 1-1/4", FS, THDED, 2000LB, WOG/100 DEG F` | IR05-0277 |  |  | MC JUNKIN CORP. | BY DESCRP
SJG-I | 4820121418 |  | 02-01-45-06 | 4 | EA | VALVE, GATE, RISING STEM, 3/4", MALLEABLE IR, MALLAEABLE IR, | IR05-0274 |  |  | CRANE COMPANY | 488
SJG-I | 4820123851 |  | 02-01-45-06 | 2 | EA | VALVE, RELIEF, 1", BRS, MNPT, 80LB, JAYCO INC, BY DESCRP | IR05-0281 |  |  | JAYCO, INC. | BY DESCRP
SJG-I | 4820118703 |  | 02-01-45-06 | 2 | EA | VALVE, RELIEF, SHCRADER FLUID POWER, 31513-9000 | IR05-0270 |  |  | SCHRADER FLUID POWER | 31513-9000
SJG-I | 6105289919 |  | 02-01-45-07 | 1 | EA | MOTOR, ELECTRIC, 115V, DRIVE, COMPLETE W/GEAR BLOCK & BALL BRGS | IR04-0192 |  |  | ENDRESS & HAUSER | 941 032 0001
SJG-I | 5999280265 |  | 02-01-45-07 | 1 | EA | POWERSUPPLY, CEM | IR04-0187 |  |  | THERMO ELECTRON | 4985
SJG-I | 5930229900 |  | 02-01-45-07 | 1 | EA | SWITCH, STEPPING, 120V, 15A, 60 HZ, QUICK CONNECT, 18 STEPS | IR04-0180 |  |  | CONTROL PRODUCTS, DI | 4112-510
SJG-I | 4810113581 |  | 02-01-45-07 | 9 | EA | TRIM, VALVE, 3", 150 LB, 099, DISC, STEM, KEYSTONE VALVE, 109-234-030-099-000 | IR04-0171 |  |  | KEYSTONE VALVE | 109-234-030-099-000
SJG-I | 6630323969 |  | 02-01-45-07 | 1 | EA | TUBE, ELCTRNC, BASE/PHOTOMULTIPLIER, THERMO ELCTRN CO (CEM), 4019 | IR04-0197 |  |  | THERMO ELECTRON CORP | 4019
SJG-I | 4810121519 |  | 02-01-45-07 | 1 | EA | VALVE, SOLENOID, 4-WAY, 3/8", 3/8", BRS, FNPT, 125V, 10-250P | IR04-0173 |  |  | ASCO | HC8344G80
SJG-I | 5999287583 |  | 02-01-45-08 | 1 | EA | BOARD, CIRCUIT, PRINTED, INPUT/OUTPUT, CEM, AMETEK, 890300SE | IR04-0190 |  |  | AMETEK | 890300SE
SJG-I | 5999276248 |  | 02-01-45-08 | 4 | EA | BOARD, CIRCUIT, PRINTED, PWRSUPPLY, 15 PIN, DIAMOND ELECTRONICS, INC., BY DESCRP, WU: DIAMOND ELECTRONICS STI TV CAMERAS, U-1 THRU U-4 | IR04-0186 |  |  | DIAMOND ELECTRONICS | BY DESCRP
SJG-I | 5925230137 |  | 02-01-45-08 | 1 | EA | BREAKER, CIRCUIT, MAG/THERM, 600 V, 150 A, 3, ROSEMOUNT ANALYTICAL, FDB3150 | IR04-0179 |  |  | ROSEMOUNT ANALYTICAL | FDB3150
SJG-I | 6685369958 |  | 02-01-45-08 | 1 | EA | ELEMENT, ELECTRICAL, TEMP, 200-400 DEG F, 1A, DBL HELICAL, F | IR04-0204 |  |  | FOXBORO COMPANY | BY DESCRP
SJG-I | 5999286122 |  | 02-01-45-08 | 1 | EA | MODULE, XMTRR, -10 TO +10/24 VDC, BTCT/LSX/-10VTO+10V/24DC | IR04-0189 |  |  | MOORE INDUSTRIES | BTCTLSX-10VTO+1-V24D
SJG-I | 5999286080 |  | 02-01-45-08 | 2 | EA | MODULE, XMTRR, SRT/4/20MA-1/5VDC/117AC/A | IR04-0188 |  |  | MOORE INDUSTRIES | SRT420MA15VDC117ACA
SJG-I | 6105289315 |  | 02-01-45-08 | 1 | EA | MOTOR, ELECTRIC, 90 RPM, 120 V, SYNCHORONOUS, 14W/12 OZ IN TOURQ | IR04-0191 |  |  | HONEYWELL | 30733999504
SJG-I | 6685370204 |  | 02-01-45-08 | 1 | EA | PROBE, CONDUCTIVITY, W/BLANK NAME TAG | IR04-0205 |  |  | LEEDS & NORTHRUP | 49730012017208
SJG-I | 5930229967 |  | 02-01-45-08 | 19 | EA | SWITCH, INDICATING | IR04-0181 |  |  | JAY-EL PRODUCTS | 10410-3M0Z1
SJG-I | 4810117343 |  | 02-01-45-08 | 2 | EA | VALVE, 4-WAY, THE DURIRON COMPANY, INC., BY DESCRP, WU:DURIRON FILTER SYSTEM MDL 96 X6, SERIES D, FLYASH FILTER, SO2 | IR04-0172 |  |  | DURIRON COMPANY | BY DESCRP
SJG-I | 6150302740 |  | 02-01-45-09 | 4 | AS | CABLE, ASSEMBLY, SYNC, ANARAD, INC., 800021, WU: CO ANLYZR MDL AR-500F S/N 467 & 691 RNG 0-1000 PPM, INSTR SYNC DIOD | IR04-0194 |  |  | ANARAD | 800021
SJG-I | 6680338685 |  | 02-01-45-09 | 3 | EA | INDICATOR, FLOW, CONTROLLER, 0-6 SCFM | IR04-0169 |  |  | BROOKS INSTRUMENT | 1358E1B1DA1D1A
SJG-I | 5945245370 |  | 02-01-45-09 | 1 | EA | RELAY, AUXILIARY, CHARGE FAILURE, EXIDE POWER SYSTEMS D | IR04-0183 |  |  | EXIDE POWER SYSTEMS | 101-440-105
SJG-I | 5305155128 |  | 02-01-45-09 | 17 | EA | SCREW, CAP, SCKT/RND, 7/8" DIA, 9 TPI, 3-1/2" L, SS | IR04-0157 |  |  | UCC | 46091-350
SJG-I | 6630323928 |  | 02-01-45-09 | 1 | EA | SENSOR, GAS, OXY | IR04-0196 |  |  | ROSEMOUNT ANALYTICAL | 191605
SJG-I | 5360202377 |  | 02-01-45-09 | 2 | EA | SPRING, VALVE, LIMITORQUE VALVE, 60-600-0022-1 | IR04-0158 |  |  | LIMITORQUE VALVE | 60-600-0022-1
SJG-I | 5930230221 |  | 02-01-45-09 | 4 | EA | SWITCH, PUSHBUTTON, ILLUMINATED/ALTERNATE, 115V, 5A, 2NO 2NC | IR04-0162 |  |  | MASTER SPECIALTY | 10EA1C5F38J3NF(W)
SJG-I | 6685366699 |  | 02-01-45-09 | 1 | EA | TRANSDUCER, PRESSURE, N/A, ABB KENT-TAYLOR INC, 131S117, WU:D-C CURNT TO PRSR TRNSDCR MDL A, TRNSMTR SERS 1430,31,35,36T,MDL B | IR04-0203 |  |  | ABB KENT-TAYLOR INC | 131S117
SJG-I | 5961002457 |  | 02-01-45-09 | 20 | EA | TRANSISTOR, FAIRCHILD, 2N2913 | IR04-0185 |  |  | CONSOLIDATED ELEC | 2N2913
SJG-I | 5962252978 |  | 02-01-45-10 | 1 | EA | AMPLIFIER, VAGE, LEEDS & NORTHRUP, 101346 | IR04-0166 |  |  | LEEDS & NORTHRUP | 101346
SJG-I | 5999273468 |  | 02-01-45-10 | 1 | EA | BOARD, CIRCUIT, PRINTED, ASSY/ALGORITHM, ROSEMOUNT CONTROLS, 640657 | IR04-0154 |  |  | ROSEMOUNT CONTROLS | 640657
SJG-I | 5999273120 |  | 02-01-45-10 | 1 | EA | BOARD, CIRCUIT, PRINTED, OSCILLATOR, SOLIDSTATE CONTROLS, INC., 80-209128-90, WU:SOLIDSTATE CNTRL INVERTER MDL SV12200, S/N 6591-1, 20 KVA, | IR04-0153 |  |  | SOLIDSTATE CONTROLS | 80-206533-90
SJG-I | 5910222743 |  | 02-01-45-10 | 4 | EA | CAPACITOR, 140 V, 40 MFD, SOLIDSTATE CONTROLS, INC., 03-020400-00, WU: SOLIDSTATE CNTRLS INVERTER MDL SV12200, S/N 6591-1, 20 KVA, U-1 | IR04-0151 |  |  | SOLIDSTATE CONTROLS | 03-020400-00
SJG-I | 6680344584 |  | 02-01-45-10 | 1 | EA | METER, SUB-ASSY | IR04-0170 |  |  | ABB KENT-TAYLOR | 115S241-4
SJG-I | 5999274359 |  | 02-01-45-10 | 1 | EA | MODULE, INDEPENDENT | IR04-0155 |  |  | BAILEY CONTROLS | 624226A1
SJG-I | 5999268831 |  | 02-01-45-10 | 3 | EA | MODULE, NOT | IR04-0152 |  |  | BAILEY CONTROLS | 6624243A1
SJG-I | 5999274706 |  | 02-01-45-10 | 1 | EA | MODULE, OPERATIONAL | IR04-0156 |  |  | BAILEY CONTROLS | 624090A1
SJG-I | 6105288234 |  | 02-01-45-10 | 1 | EA | MOTOR, ELECTRIC, 111/112 SERVO BALANCING | IR04-0167 |  |  | HONEYWELL | 30676665501
SJG-I | 6105290636 |  | 02-01-45-10 | 1 | EA | MOTOR, ELECTRIC, KIT/REPLACEMENT | IR04-0168 |  |  | ABB KENT-TAYLOR | 155S762
SJG-I | 5945243201 |  | 02-01-45-10 | 2 | EA | RELAY, OUTPUT, ABB KENT-TAYLOR INC, 61S1065 | IR04-0165 |  |  | ABB KENT-TAYLOR, INC | 61S1065
SJG-I | 5930229579 |  | 02-01-45-10 | 4 | EA | SWITCH, KIT, PUSHBUTTON | IR04-0161 |  |  | ABB KENT-TAYLOR | 155S8K
SJG-I | 6145001217 |  | 02-01-45-16 | 190 | FT | CABLE, INSULATED, COAX, #22 AWG, SOL, POLY, PVC, BELDEN, 8254 | IR01-1034 |  |  | BELDEN CORP. | 8254
SJG-I | 6680343990 |  | 02-01-45-17 | 6 | EA | INDICATOR, FLOW, SIGHT/FLAPPER, 1/2", CS, FISCHER & PORTER C | IR04-0200 |  |  | FISCHER & PORTER COM | 820B002U28
SJG-I | 5945245487 |  | 02-01-45-17 | 1 | EA | LIGHT, FLASHING, 2800 W, RED, W/ 2 CKTS, CROUSE HINDS, 70008 | IR04-0184 |  |  | CONSOLIDATED ELECTRI | BY DESCRP
SJG-I | 6685362060 |  | 02-01-45-17 | 13 | EA | THERMOMETER, 5", 6", 150-750 DEG F, REOTEMP INSTRMNT CO J-6 | IR04-0202 |  |  | REOTEMP INSTRUMENT C | J-6
SJG-I | 6680345136 |  | 02-01-45-17 | 1 | EA | TRANSMITTER, FLOW, 0-1 PSI & 0-30 PSI, FOXBORO, IDP10-I22C21F | IR04-0201 |  |  | FOXBORO | IDP10-I22C21F
SJG-I | 4820127829 |  | 02-01-45-17 | 1 | EA | VALVE, RELIEF, 3", 10 PSI, KUNKLE VALVE, 337 | IR04-0175 |  |  | KUNKLE VALVE | 337
SJG-I | 3020050906 |  | 02-01-46-01 | 1 | EA | GEAR, INTER, FMC CORPORATION - DRIVE D, 1778X168-1, WU: 1B MILL HOT AIR TEMPERING AIR & PASO DAMPER RW DRIVES | IR01-0459 |  |  | FMC CORPORATION | 1778X168-1
SJG-I | 3020052316 |  | 02-01-46-01 | 1 | EA | GEAR, PINION, INTER, FMC CORP-DRIVE, 1792X19-1 | IR01-0462 |  |  | BAILEY CONTROLS CO | 1792X19-1
SJG-I | 3020054445 |  | 02-01-46-01 | 1 | AS | GEAR, SHORT SHFT, WESTINGHOUSE ELECTRIC, 260229 | IR01-0463 |  | TECH SALES, INC. | WESTERNHOUSE ELECTRI | 260229
SJG-I | 4810129785 |  | 02-01-46-01 | 1 | EA | NOZZLE, VALVE, 1325 PSIG | IR01-0473 |  |  | CROSBY VALVE & GAGE | 61563
SJG-I | 5310153928 |  | 02-01-46-01 | 1 | EA | NUT, STEM | IR01-0476 |  |  | LIMITORQUE VALVE CON | D-10484-7-11
SJG-I | 5315159607 |  | 02-01-46-01 | 1 | EA | PIN, XHD, INGERSOLL-RAND, 1W29074, WU:I-R PLANT AIR COMPRESS | IR01-0477 |  |  | INGERSOLL-RAND CO | 1W29074
SJG-I | 4320077300 |  | 02-01-46-01 | 2 | EA | SLEEVE, SHAFT, PUMP | IR01-0468 |  |  | INGERSOLL-RAND CO | 250S8BTX2A-162
SJG-I | 4820118786 |  | 02-01-46-01 | 1 | EA | VALVE, CHECK, SWING, 1", SW, ALLOY 20 150#, LADISH CO, 5271-0020-10A | IR01-0475 |  |  | LADISH CO | 5271-0020-10A
SJG-I | 4810121105 |  | 02-01-46-01 | 12 | KT | VALVE, KIT, REPAIR/SOLENOID, ANY MFG, BY DESCRP | IR01-0472 |  |  | ANY MFG | BY DESCRP
SJG-I | 4820118687 |  | 02-01-46-01 | 1 | EA | VALVE, RELIEF, SAFETY, 3/4" MNPT, 55 PSIG, ANDERSON GREENWOOD, 81C68-8 | IR01-0474 |  |  | ANDERSON GREENWOOD & | 81C68-8
SJG-I | 3020051466 |  | 02-01-46-02 | 2 | EA | BUSHING, COUPLING, BB50, 3-15/16"BORE, STL, BROWNING MFG.DIV, 40 X 3-15/16" | IR01-0460 |  |  | BROWNING MFG.DIV., E | 40 X 3-15/16"
SJG-I | 4140000458 |  | 02-01-46-02 | 1 | EA | DISC, OIL, WESTINGHOUSE, 89541866032 | IR01-0467 |  |  | WESTINGHOUSE | 89541866032
SJG-I | 4730127844 |  | 02-01-46-02 | 2 | EA | ELBOW, PIPE, 2-1/4" CHROME,1-1/2", LR,BW, F22 GR, XXH,45DEG | IR01-0427 |  |  | ANY MFG | BY DESCRP
SJG-I | 3020055277 |  | 02-01-46-02 | 1 | EA | GEAR, OUTPUT, DODGE DIV., RELIANCE ELEC, 245213 | IR01-0446 |  |  | DODGE, DIV., RELIANC | 245213
SJG-I | 4810121907 |  | 02-01-46-02 | 1 | EA | GUIDE, VALVE, SEAT, RETAINING, THE LESLIE COMPANY, 43979 | IR01-0430 |  |  | THE LESLIE CO | 43979
SJG-I | 3130063252 |  | 02-01-46-02 | 1 | EA | HOUSING, BEARING, (OBS) THRUST, WORTHINGTON PUMPS CORP., 2104626-2 | IR01-0457 |  |  | WORTHINGTON PUMPS CO | 2104626-2
SJG-I | 3040057584 |  | 02-01-46-02 | 2 | EA | HUB, GEAR, GARDNER-DENVER COMPANY, 8500338 | IR97-0261 |  |  | GARDNER DENVER CO | 8500338
SJG-I | 3020055285 |  | 02-01-46-02 | 1 | EA | WORM, STEEL, 60:1, TRANSAMERCIA DELAVAL, DWO-160G | IR01-0447 |  |  | TRANSAMERICA DELAVAL | DWO-160G
SJG-I | 4810131187 |  | 02-01-46-03 | 2 | EA | LINER, GUIDE, GRAFOIL, 400-1500 DEG F, VALTEK INC., 009472-8 | IR05-0411 | IR01-0285 | VALTEK INC | FLOWSERVE FCD CORPOR | 009472-8
SJG-I | 4810131278 |  | 02-01-46-03 | 1 | EA | PLUG, VALVE, 2", STELLITE | IR01-0434 |  |  | VALTEK, INC. | 002291-831-000
SJG-I | 4810129215 |  | 02-01-46-03 | 1 | EA | PLUG, VALVE, 416SS | IR01-0432 |  |  | COLLINS INSTRUMENTS | 30078-0784
SJG-I | 4730115799 |  | 02-01-46-03 | 1 | EA | STRAINER, 3/4", SS, 150#, THDED, CF3M | IR01-0425 |  |  | ANY MFG | BY DESCRP
SJG-I | 4810130940 |  | 02-01-46-03 | 1 | AS | TRIM, VALVE, GLOBE, 2", PLG #5, PIN #45, STEM #12, CHARLES S. LEWIS, 5 | IR01-0433 |  |  | CHARLES S. LEWIS | 5
SJG-I | 4820127175 |  | 02-01-46-03 | 2 | AS | VALVE, DISCH/SUCTION, AMF CUNO / PROCESS EQUIP, 5053-03 | IR01-0294 |  |  | AMF CUNO / PROCESS E | 5053-03
SJG-I | 4820123125 |  | 02-01-46-03 | 1 | EA | VALVE, DISCHARGE, COMPRESSOR ENGR, CE-A75C2 | IR01-0436 |  |  | COMPRESSOR ENGR | CE-A75C2
SJG-I | 4820123638 |  | 02-01-46-03 | 1 | EA | VALVE, INLET, INGERSOLL-RAND CO, A75C1 | IR01-0437 |  |  | INGERSOLL-RAND CO | A75C1
SJG-I | 4820118869 |  | 02-01-46-03 | 1 | EA | VALVE, RELIEF, ASSY, INGERSOLL-RAND CO, 1W86930A | IR01-0435 |  |  | INGERSOLL-RAND CO | 1W86930A
SJG-I | 4810134850 |  | 02-01-46-04 | 10 | EA | BOLT, CARRIAGE, VALTEK INC, 005207-195-000 | IR01-0250 |  |  | FLOWSERVE FCD CO | 005207-195-000
SJG-I | 4810123853 |  | 02-01-46-04 | 3 | EA | DIAPHRAGM, VLV, 1", GRINNELL SUPPLY CO., BY DESCRP | IR01-0246 |  |  | FARMINGTON WINDUSTRI | BY DESCRP
SJG-I | 5330197251 |  | 02-01-46-04 | 2 | EA | GASKET, PIN/HINGE, NON-ASB, ROCKWELL INTERNATIONAL, 1-V-066 | IR01-0258 |  |  | ROCKWELL INTERNATION | 1-V-066
SJG-I | 5330218727 |  | 02-01-46-04 | 1 | EA | GASKET, SPIRAL WOUND, BNET, NON-ASB, VALTEK INC, 001228-868- | IR01-0265 |  |  | FLOWSERVE FCD CORPOR | BY DESCRP
SJG-I | 5330218735 |  | 02-01-46-04 | 8 | EA | GASKET, SPIRAL WOUND, BONNET, 7.560"OD, 7.060"ID, 316SS | IR01-0266 |  |  | VALTEK, INC | 001329-868-000
SJG-I | 5330217612 |  | 02-01-46-04 | 3 | ST | PACKING, PREFORMED/SET, CHEVRON, 1-1/2"ID, 2-1/8"OD, TEFLON | IR01-0263 |  |  | CONTROL COMPONENTS | 7239-08-001
SJG-I | 4810133613 |  | 02-01-46-04 | 1 | EA | SCREW, REGULATING | IR01-0249 |  |  | VALTEK, INC. | 001237-029-002
SJG-I | 5307152446 |  | 02-01-46-04 | 2 | EA | STUD, TURBINE, TAP, GENERAL ELECTRIC, U606P110L0937 | IR01-0253 |  |  | GENERAL ELECTRIC CO. | U606P110L0937
SJG-I | 4820125401 |  | 02-01-46-04 | 1 | EA | VALVE, GAUGE, 1/2", STL BODY, THRD, NON-ASB, PENBERTHY MFG. CO., 64810-500 | IR01-0251 |  |  | PENBERTHY MFG. CO. | 63030-500
SJG-I | 4820127613 |  | 02-01-46-04 | 3 | EA | VALVE, RELIEF, 3/4" X 1", 325#, CROSBY VALVE & GAGE, 80037000 | IR01-0252 |  |  | CROSBY VALVE & GAGE | 80037000
SJG-I | 5310155162 |  | 02-01-46-04 | 3 | EA | WASHER, GENERAL ELECTRIC, 101A294AE-2-12-C05 | IR01-0254 |  |  | GENERAL ELECTRIC CO. | 101A294AE-2-12-C05
SJG-I | 5330193979 |  | 02-01-46-05 | 1 | ST | PACKING, RING, 7-1/2"ID X 8-1/2"OD X 1/2"W, GRAPHALLOY, (7 PCS=1 SET), NON-ASB, ARGO PACKING,1580 | IR01-0257 |  |  | ARGO PACKING CO | 1580
SJG-I | 4810122715 |  | 02-01-46-05 | 1 | EA | TRIM, VALVE, 2", 5515/5525, STEM, DISC, YARWAY, 950311 | IR01-0306 |  |  | GEO. S. THOMSON CO.I | 950311
SJG-I | 4820123588 |  | 02-01-46-05 | 1 | EA | VALVE, INNER/EQUAL %, 316SS, COLLINS INSTRUMENTS, 29886-00070 | IR01-0291 |  |  | COLLINS INSTRUMENTS | 29886-00070
SJG-I | 3120060540 |  | 02-01-46-06 | 3 | EA | BEARING, TAPE, WORTHINGTON PUMP CORP, 626478 | IR01-0310 |  |  | WORTHINGTON PUMP COR | 626478
SJG-I | 4810120339 |  | 02-01-46-06 | 2 | EA | DIAPHRAGM, (OBS) VALVE, 4", ROBBINS & MYERS, INC, 26-400-837B | IR01-0303 |  |  | ROBBINS & MYERS INC | 26-400-837B
SJG-I | 4810120552 |  | 02-01-46-06 | 12 | EA | DIAPHRAGM, VLV, 6", TEFLON, THE DURIRON COMPANY, INC., BY DESCRP | IR01-0304 |  |  | THE DURIRON COMPANY | BY DESCRP
SJG-I | 4810123424 |  | 02-01-46-06 | 3 | EA | DIAPHRAGM, VLV, MASONEILAN DIVISION, 010274-022-686 | IR01-0307 |  |  | MASONEILAN DIVISION | 010274-022-686
SJG-I | 5330176610 |  | 02-01-46-06 | 1 | EA | GASKET, BONNET, 10", NON-ASB, LUNKENHEIMER CO., T548W | IR01-0256 |  |  | LUNKENHEIMER CO | T548W
SJG-I | 5330217380 |  | 02-01-46-06 | 2 | EA | GASKET, CORRUGATED, 16", SOFT IR, LUNKENHEIMER CO, BY DESCRP | IR01-0262 |  |  | LUNKENHEIMER CO. | BY DESCRP
SJG-I | 5330175356 |  | 02-01-46-06 | 2 | EA | GASKET, VLV, 12", NON-ASB, WALWORTH COMPANY, 601275, WU: WALWORTH 12" VALVE, FIGURE 5206WE, SERIAL 5-5206-53-120-10B, SERIAL 5-5206-53-120-11B, VALVES V-ST-111-1 | IR01-0255 |  |  | WALWORTH COMPANY | 601275
SJG-I | 5330215483 |  | 02-01-46-06 | 5 | EA | GASKET, VLV, 8", SOFT IR, LUNKENHEIMER CO., T262X | IR01-0260 |  |  | LUNKENHEIMER CO. | T262X
SJG-I | 4530001207 |  | 02-01-46-06 | 30 | EA | RETAINER, CELL CLIP, AMETEK, INC., 72163KE, CEM | IR01-0316 |  |  | AMETEK/THERMOX INSTR | 72163KE
SJG-I | 4810125031 |  | 02-01-46-06 | 2 | EA | VALVE, KIT, BALL, C.M. KEMP MFG, CO, 20699 | IR01-0308 |  |  | C.M. KEMP MFG, CO | 20699
SJG-I | 3915001170 |  | 02-01-46-07 | 1 | EA | AUGER, METERING, ACRISON, INC, ITEM 7 | IR01-0313 |  |  | ACRISON, INC | ITEM 7
SJG-I | 4540000728 |  | 02-01-46-07 | 6 | EA | HEATER, ELECTRIC, INSULATED BAND, 240/480V, 1300 W, 2-PC | IR01-0317 |  |  | CHROMALOX | MB9A1J2P1
SJG-I | 5310161590 |  | 02-01-46-07 | 6 | EA | NUT, CYLINDER, VALVE CONNECTION, WESTERN ENTERPRISES, SS-93 | IR01-0401 |  | WESTERN ENTERPRISES | NOEL'S, INC. | SS-93
SJG-I | 5315161116 |  | 02-01-46-07 | 1 | EA | PIN, BLOW DOWN VLV, GENERAL ELECTRIC CO, 0128V753P0001 | IR01-0404 |  |  | GENERAL ELECTRIC COM | 0128V753P0001
SJG-I | 5315155621 |  | 02-01-46-07 | 24 | EA | PIN, CLEVIS, 3/8"DIA, 2-9/16"L, AMERICAN FOUNDRY & MFG. | IR01-0402 |  |  | AMERICAN FOUNDRY AND | 21P
SJG-I | 5315158427 |  | 02-01-46-07 | 3 | EA | PIN, GUIDE, DE LAVAL TURBINE INC., P-183AC | IR01-0403 |  |  | IMO PUMP | P-183AC
SJG-I | 5315161132 |  | 02-01-46-07 | 1 | EA | PIN, RETAINING, VENTILATOR VLV, GENERAL ELECTRIC CO, 0127Y79 | IR01-0405 |  |  | GENERAL ELECTRIC COM | 0127Y792P0001
SJG-I | 5330218982 |  | 02-01-46-08 | 5 | EA | GASKET, SPIRAL WOUND, SEAT, 10-1/8"ID, 10-3/4"OD, 316 SS, NON-ASB, 613 PSI, RND, VALTEK INC, 002382-868-000 | IR01-0269 |  |  | VALTEK, INC | 002382-868-000
SJG-I | 5330218966 |  | 02-01-46-08 | 5 | EA | GASKET, SPIRAL WOUND, SEAT, 6.310"ID, 6.810"OD, 304 SS, NON-ASB, RND, VALTEK INC, 001327-868-000 | IR01-0268 |  |  | VALTEK, INC | 001327-868-000
SJG-I | 5330219030 |  | 02-01-46-08 | 6 | EA | GASKET, SPIRAL WOUND, SLEV, 9"ID, 9-1/2"OD, 316 SS, NON-ASB, VALTEK INC, 005642-868-000 | IR01-0270 |  |  | VALTEK, INC | 005642-868-000
SJG-I | 5330223891 |  | 02-01-46-08 | 2 | EA | SEAL, PRESSURE, ROCKWELL INTERNATIONAL, 438510 | IR01-0273 |  |  | ROCKWELL INTERNATION | 438510
SJG-I | 4820125542 |  | 02-01-46-08 | 3 | ST | VALVE, GAUGE SIGHT, 3/4", NPT MALE, 4000 LB, PENBERTHY MFG, MODEL 830 | IR97-0110 |  |  | PENBERTHY MFG | MODEL 830
SJG-I | 6685369933 |  | 02-01-46-09 | 1 | EA | CAPSULE ASSY, FOXBORO CO, DO123BT | IR01-0396 |  |  | FOXBORO CO | DO123BT
SJG-I | 6625001687 |  | 02-01-46-09 | 1 | EA | CARRIAGE, INSTRUMENT, ASSY, 6 COLOR/12 POINT, | IR01-0392 |  |  | HONEYWELL, INC. | BY DESCRP
SJG-I | 5925231606 |  | 02-01-46-09 | 3 | EA | CONTACT, ELECTRICAL, STA ARCING, GENERAL ELECTRIC CO, 192A98 | IR01-0282 |  |  | GENERAL ELECTRIC CO | 192A9847G1
SJG-I | 4320077060 |  | 02-01-46-09 | 1 | EA | PLUNGER, ASSY, 2-1/2" DIA, CS, 1/2 HORSEPOWER | IR01-0376 |  |  | MILTON ROY CO | 212-0062-070
SJG-I | 6630325659 |  | 02-01-46-09 | 2 | EA | SENSOR, CLORINE, WALLACE & TIERNAN, U25279 | IR01-0394 |  |  | WALLACE & TIERNAN | U25279
SJG-I | 5360202690 |  | 02-01-46-09 | 1 | EA | SPRING, GENERAL ELECTRIC COMPANY, 101A141HB-1-31-B40 | IR01-0281 |  |  | GENERAL ELECTRIC CO. | 101A141HB-1-31-B40
SJG-I | 5360202435 |  | 02-01-46-09 | 1 | EA | SPRING, GENERAL ELECTRIC COMPANY, 101A141MK-1-7-C02 | IR01-0280 |  |  | GENERAL ELECTRIC CO. | 101A141MK-1-7-C02
SJG-I | 5360201312 |  | 02-01-46-09 | 2 | EA | SPRING, ROCKWELL INTERNATIONAL, 414640 | IR01-0279 |  |  | ROCKWELL INTERNATION | 414640
SJG-I | 5360200876 |  | 02-01-46-09 | 2 | ST | SPRING, TORSION, 5/8", 3-1/4", SPRNG STL, 24, ROCKWELL INTERNATIONAL, 414409 | IR01-0277 |  |  | ROCKWELL INTERNATION | 414409
SJG-I | 5360201288 |  | 02-01-46-09 | 4 | EA | SPRING, VALVE, ROCKWELL INTERNATIONAL, 414639 | IR01-0278 |  |  | ROCKWELL INTERNATION | 414639
SJG-I | 6625001372 |  | 02-01-46-09 | 1 | EA | TACHOMETER, 0-900 | IR01-0391 |  |  | AIRPAX ELECTRONICS C | 074-311-0341
SJG-I | 6685368539 |  | 02-01-46-09 | 2 | EA | THERMOCOUPLE, GENERAL ELECTRIC, U252E097G0055 | IR01-0383 |  |  | GENERAL ELECTRIC | U252E097G0055
SJG-I | 3010050692 |  | 02-01-46-10 | 1 | EA | ACTUATOR, PNEUMATIC, CHEMETRON, 106107295 | IR01-0406 |  |  | CHEMETRON | 106107295
SJG-I | 5950248624 |  | 02-01-46-10 | 2 | EA | COIL, ELECTRICAL, 9 W, AUTOMATIC SWITCH CO. ASCO, 99-216 FB | IR01-0323 |  |  | AUTOMATIC SWITCH CO. | 99-216 FB
SJG-I | 5961001350 |  | 02-01-46-10 | 20 | EA | DIODE, SCR, 1000 V, 35 A, GENERAL ELECTRIC, C35P | IR01-0325 |  | ARROW ELECTRONICS, I | GENERAL ELECTRIC | C35P
SJG-I | 6625001836 |  | 02-01-46-10 | 1 | EA | ELECTRODE, MEASURING, SOD, CALGON CORPORATION, 3508-440 | IR01-0331 |  |  | CALGON CORPORATION | 3508-440
SJG-I | 3020056408 |  | 02-01-46-10 | 1 | EA | GEAR, TIMING, LEFT HAND, FLUIDYNE DIVISION OF EMCO, 400005 | IR01-0410 |  |  | EMCO/ENGINEERING | BY DESCRP
SJG-I | 3020056390 |  | 02-01-46-10 | 1 | EA | GEAR, TIMING, RIGHT HAND, FLUIDYNE DIVISION OF EMCO, 400004 | IR01-0409 | FLUIDYNE DIVISION OF | 400004 | EMCO/ENGINEERING | BY DESCRP
SJG-I | 3110070566 |  | 02-01-46-10 | 1 | EA | HOUSING, BEARING, 3-1/4"ID, 5-5/8"OD, 10-3/4"W, CS, ROB | IR01-0414 |  |  | PUMPS & SERVICE | BY DESCRP
SJG-I | 4410000022 |  | 02-01-46-10 | 6 | EA | PLUG, HANDHOLE MASTER, 3-1/4", MK #SM70S1, COMPONENT-55, BAB | IR01-0417 |  |  | BABCOCK & WILCOX | DWG 73226C, REF D-14
SJG-I | 5930234710 |  | 02-01-46-10 | 2 | EA | SWITCH, LIMIT, JORDAN CONTROLS INC., 46A-010017-002 | IR01-0321 |  |  | ARID CONTROLS, INC. | 46A-010017-002
SJG-I | 5330189407 |  | 02-01-46-12 | 3 | EA | GASKET, 26-3/4"W, 37-1/2"L, NEOPRENE, RECT, UCC, 6246 | 5330189407 |  |  | HELMICK CORPORATION | K-10081
SJG-I | 5330179119 |  | 02-01-46-12 | 2 | EA | GASKET, 3'1-1/2"W, 3'4-1/2"L, NEOPRENE, RECT, UCC, 6247 | 5330179119 |  |  | UNITED CONVEYOR CORP | BY DESCRP
SJG-I | 0100002078 |  | 02-01-46-12 | 2 | EA | GASKET, CVR, 17-3/4"ID, 18-5/8" OD, 1/16" THK, NON ASB, RND | 0100002078 |  |  | FOUR STATES GASKET | BY DESCRP
SJG-I | 5330222844 |  | 02-01-46-12 | 3 | EA | GASKET, CVR/BRG END, NON-ASB, GOULDS PUMPS, INC., 75771-5130 | 5330222844 |  |  | JAMES S. KONE & COMP | 360A
SJG-I | 5330222489 |  | 02-01-46-12 | 3 | EA | GASKET, CVR/BRG END, NON-ASB, GOULDS PUMPS, INC., 75774-5130 | 5330222489 |  |  | JAMES S. KONE & COMP | 75774-5134-0007
SJG-I | 5330222877 |  | 02-01-46-12 | 2 | EA | GASKET, CVR/H2O JCKT, NON-ASB, GOULDS PUMPS, INC., 75984-510 | 5330222877 |  |  | JAMES S. KONE & COMP | 360U
SJG-I | 5330228692 |  | 02-01-46-12 | 2 | EA | GASKET, FULL FACE, 12", 1/8"THK, FOUR STATES GASKET & RUBB, | 5330228692 |  |  | FOUR STATES GASKET & | PS11698
SJG-I | 5330191585 |  | 02-01-46-12 | 3 | EA | GASKET, FULL FACE, 7-1/2"ID, 12-1/2"OD, 1/4"THK, NEOPRENE, U | 5330191585 |  |  | HELMICK CORPORATION | SK-8021
SJG-I | 5330222869 |  | 02-01-46-12 | 5 | EA | GASKET, GLND/MECH SEAL, NON-ASB, GOULDS PUMPS, INC., 70782-1 | 5330222869 |  |  | JAMES S. KONE & COMP | 360Q
SJG-I | 5330181461 |  | 02-01-46-12 | 4 | EA | GASKET, PIPE, 8", 8-5/8"ID, 10-3/4"OD, NUVAFLEX, 8 OZ, UCC, | 5330181461 |  |  | HELMICK CORPORATION | SK-9590-P3
SJG-I | 5330222885 |  | 02-01-46-12 | 3 | EA | GASKET, SUCTION PLT TO CSNG, NON-ASB, GOULDS PUMPS, INC., 70 | 5330222885 |  |  | JAMES S. KONE & COMP | 70038-105108
SJG-I | 5330218214 |  | 02-01-46-12 | 1 | EA | O-RING, 025, 1-3/16"ID, 1-5/16"OD, 1/16"THK, TEFLON, GOULDS | 5330218214 |  |  | ADVANCE SUPPLY & PUM | BY DESCRP
SJG-I | 5330216853 |  | 02-01-46-12 | 12 | EA | O-RING, 042, 3-1/4"ID, 3-3/8"OD, 1/16"THK, TEFLON, FISHER CO | 5330216853 |  |  | FISHER CONTROLS COMP | 14A1345X012
SJG-I | 5330222836 |  | 02-01-46-12 | 2 | EA | O-RING, 268, 8-1/2"ID, 8-3/4"OD, 1/8"THK, BUNA-N, GOULDS PUM | 5330222836 |  |  | ADVANCE SUPPLY & PUM | BY DESCRP
SJG-I | 5330174987 |  | 02-01-46-12 | 1 | EA | O-RING, 332, 2-3/8"ID, 2-3/4"OD, 3/16"THK, BUNA-N, FISHER CO | 5330174987 |  |  | ADVANCE SUPPLY & PUM | BY DESCRP
SJG-I | 5330222810 |  | 02-01-46-12 | 3 | EA | O-RING, 463, 17"ID, 17-1/2"OD, 1/4"THK, BUNA-N, GOULDS PUMPS | 5330222810 |  |  | ADVANCE SUPPLY & PUM | BY DESCRP
SJG-I | 4320090808 |  | 02-01-46-12 | 4 | EA | SEAL, PUMP/RNG, NEOPRENE, PNM MACHINE SHOP, SJS-M266 | IR07-0153 |  |  | PNM MACHINE SHOP | SJS-M266
SJG-I | 2825001452 |  | 02-01-46-13 | 2 | EA | CHAIN, DRIVE, HY-VO, 10'L, 3", 3/4", MORSE CHAIN DIV.OF BORG | 2825001452 |  |  | KAMAN INDUSTRIAL TEC | BY DESCRP
SJG-I | 4310073509 |  | 02-01-46-13 | 1 | EA | DIFFUSER, COMPR, 1ST STAGE, ELLIOTT COMPANY, QP0575-5 | 4310073509 |  |  | ELLIOTT COMPANY | QP0575-5
SJG-I | 4310073475 |  | 02-01-46-13 | 1 | EA | DIFFUSER, COMPR, AL, BLTED, 2ND STAGE, ELLIOTT COMPANY, 8335 | 4310073475 |  |  | ELLIOTT COMPANY | QP057731
SJG-I | 3020052498 |  | 02-01-46-13 | 1 | EA | GEAR, WORM, STOCK EQUIPMENT, 1-Y797 | 3020052498 |  | PINON ASSOCIATES, IN | STOCK EQUIPMENT | 1-Y797
SJG-I | 4320075288 |  | 02-01-46-13 | 1 | EA | IMPELLER, PUMP, BRS, WORTHINGTON PUMP CORP, IMP-005160-00 | 4320075288 |  | THELCO NEW MEXICO CO | WORTHINGTON PUMP COR | IMP-005160-00
SJG-I | 4310073814 |  | 02-01-46-13 | 2 | EA | PAD, DEMISTER, STNLESS STL, ELLIOTT COMPANY, P2557A213 | 4310073814 |  |  | ELLIOTT COMPANY | P2557A213
SJG-I | 5950248376 |  | 02-01-46-14 | 4 | EA | TRANSFORMER, POWER, DRY, 240/480 PRV, 120/240 SECV | IR01-0508 |  |  | GENERAL ELECTRIC CO | 9T5189
SJG-I | 6110297766 |  | 02-01-46-16 | 3 | EA | HEATER, ELECTRIC, BOLT, 230 V, 2375 W, 0.565"DIA X 31"L, GENE | IR05-0029 |  |  | GENERAL ELECTRIC COM | 142A9214P0019
SJG-I | 6110297733 |  | 02-01-46-16 | 3 | EA | HEATER, ELECTRIC, BOLT, 230 V, 960 W, 0.565"DIA X 15"L, GENER | IR05-0028 |  |  | GENERAL ELECTRIC COM | 142A9214P0006
SJG-I | 4540000249 |  | 02-01-46-16 | 1 | EA | HEATER, ELECTRIC, IMMERSION, 120V, 750 W, 1PH, 1"MNPT, MOIST | IR05-0021 |  |  | CHROMALOX | ARTM-750E2 & 182684
SJG-I | 4210000297 |  | 02-01-46-18 | 3 | EA | CAP, HYDT/TOP, CI, AMERICAN FOUNDRY & MFG. C, 4-ODT | IR01-0823 |  |  | AMERICAN FOUNDRY AND | 4-ODT
SJG-I | 4730119114 |  | 02-01-46-18 | 1 | EA | COUPLING, DRIVE, STEEL, 4"BORE, 5", ANY MFG, BY DESCRP | IR01-0851 |  |  | ANY MFG | BY DESCRP
SJG-I | 4210000966 |  | 02-01-46-18 | 1 | KT | HYDRANT, KIT/REPR, ROTARY HEAD, U. S. PIPE & FOUNDRY, HK2 | IR01-0828 |  |  | U.S. PIPE & FOUNDRY | HK2
SJG-I | 4730104918 |  | 02-01-46-18 | 1 | EA | JOINT, EXPANSION, 1-1/2", 2"L, TEFLON, 150#, FLANGED | IR01-0846 |  |  | ANY MFG | BY DESCRP
SJG-I | 4210000479 |  | 02-01-46-18 | 1 | EA | PLATE, COVER, CAST IRON | IR01-0824 |  |  | AMERICAN FOUNDRY & M | 8-ODT
SJG-I | 5010004199 |  | 02-01-46-23 | 100 | EA | CARTRIDGE, FILTER, H2O, 9-3/4"L, CELLULOSE FBR/MELAMINE, 5 M | IR01-0296 |  |  | AMF CUNO / PROCESS E | G78B2
SJG-I | 5975261024 |  | 02-01-46-23 | 6 | EA | SPLICE, KIT, #750 KCMIL, AL, 12.5 KV/ 600 AMP, ELASTIMO | IR01-0373 |  |  | ELASTIMOLD DIVISION | 650S-JB750-JB750
SJG-I | 5960000304 |  | 02-01-46-24 | 2 | EA | TUBE, ELECTRONIC, CONRAC CORPORATION, 520114 | IR01-0371 |  |  | CONRAC CORPORATION | 520114
SJG-I | 4140000441 |  | 02-01-47-01 | 3 | EA | ADAPTER, GARDNER DENVER, 8500034 | IR01-0483 |  |  | GARDNER DENVER CO | 8500034
SJG-I | 4320082227 |  | 02-01-47-01 | 1 | EA | BODY, PUMP, 1/2"PSTN, CALGON CORPORATION, 3608629 | IR01-0487 |  |  | CALGON CORPORATION | 3600-8513-9
SJG-I | 3439002662 |  | 02-01-47-01 | 1 | CA | ELECTRODE, WELDING, 5/32", 2315, ROCKMOUNT RESEARCH, 23 | IR01-0479 |  |  | ROCKMOUNT RESEARCH | 2315
SJG-I | 4320085386 |  | 02-01-47-01 | 1 | EA | IMPELLER, (OBS) CLOSED, 7.10"DIA, 316 SS, WORTHINGTON PUMPS CORP., 959375 | IR01-0490 |  |  | WORTHINGTON PUMPS CO | 959375
SJG-I | 5355192898 |  | 02-01-47-01 | 1 | EA | KNOB | IR01-0504 |  |  | ALFA-LAVAL SEPARATIO | 518341-03
SJG-I | 4310074820 |  | 02-01-47-01 | 1 | EA | PLATE, RETAINING | IR01-0484 |  |  | ALLIS CHALMERS CORP | 52-121-153-001
SJG-I | 5999278897 |  | 02-01-47-01 | 1 | EA | POWER SUPPLY | IR01-0510 |  |  | CYBEREX SERVICE CORP | 49-115967-01-SK
SJG-I | 5961004107 |  | 02-01-47-01 | 1 | EA | RECTIFIER, SLCN CNTRLLED, CYBEREX SERVICE CORP., 3632 | IR01-0509 |  |  | CYBEREX INC. | 3632
SJG-I | 4320076856 |  | 02-01-47-01 | 1 | EA | RING, LANTERN, ALLOY 20 | IR01-0486 |  |  | BGA INTERNATIONAL | 7851-4C
SJG-I | 5330195917 |  | 02-01-47-01 | 1 | EA | RING, SEALING, VLV, THE WM. POWELL COMPANY, 16017 | IR01-0501 |  |  | THE WM. POWELL COMPA | 16017
SJG-I | 4810133381 |  | 02-01-47-01 | 1 | EA | SHAFT | IR01-0498 |  |  | ATWOOD-MERRILL | 34573-038-5341-000
SJG-I | 4810129751 |  | 02-01-47-01 | 3 | AS | TRIM, VALVE, ASSY, 1/2", 150 PSIG, FLOAT, SEAT, NDLE, ARMSTRONG MACHINE, BY DESCRP | IR01-0497 |  |  | ARMSTRONG MACHINE WO | BY DESCRP
SJG-I | 4810129447 |  | 02-01-47-02 | 1 | EA | DIAPHRAGM, VALVE, VCR, 1", GENERAL ELELCTRIC, U5313X00P0103, WU: DEMIN SYSTEM | IR01-0424 |  |  | GENERAL ELECTRIC | U5313X00P0103
SJG-I | 3020051599 |  | 02-01-47-02 | 1 | EA | PULLEY, SHEAVE, POCKETED CHAIN, 1.002 IN/1.005"BORE, DAVID R | IR01-0407 |  |  | DAVID ROUND & SON, I | 7-3LH1
SJG-I | 5962252861 |  | 02-01-47-03 | 1 | EA | AMPLIFIER, ASSEMBLY, HONEYWELL, 30679257501, WU: HONEYWELL MULTIPOINT RECORDER, MDL 111701180-42050-00000-00-00010-102-20 | IR01-0372 |  |  | HONEYWELL, INC. | 30679257501
SJG-I | 5999283483 |  | 02-01-47-03 | 1 | EA | BOARD, CIRCUIT, PRINTED, RLY, RELIANCE ELECTRIC CO., 0-51839-2 | IR01-0375 |  |  | RELIANCE ELECTRIC CO | 0-51839-2
SJG-I | 5925231887 |  | 02-01-47-03 | 3 | EA | CONTACT, ARCING, GENERAL ELECTRIC, 0213X0344C032, WU:GE CIRCUIT BREAKER-MAGNEBLAST, TYPE AM-7.2-500-6H, U-1,3,4 | IR01-0370 |  | CED | GENERAL ELECTRIC COM | 0213X0344C032
SJG-I | 4320077318 |  | 02-01-47-03 | 1 | EA | IMPELLER, (OBS) PUMP, 7-1/4"DIA, 316 SS, THE DURIRON COMPANY, INC., CY36862A | IR01-0360 |  |  | THE DURIRON COMPANY | CY36862A
SJG-I | 4320075205 |  | 02-01-47-03 | 1 | EA | IMPELLER, OBSOLETE, 7"DIA, HASTALLOY/DURIMET 20, THE DURIRON COMPANY, INC., BY36887A, (IR01-0357) | IR01-0357 |  |  | THE DURIRON COMPANY | BY36887A
SJG-I | 4320076419 |  | 02-01-47-03 | 1 | EA | IMPELLER, OPEN, 9"D, 316 SS, 5, CLOCKWISE, GOULDS PUMPS, R10 | IR01-0358 |  |  | GOULDS PUMPS, INC | R100-595-1216
SJG-I | 5365213247 |  | 02-01-47-03 | 1 | ST | RING, KIT/SET, OIL, (2) RNGS, SIEMENS-ALLIS, 55-700-403-001 | IR01-0366 |  |  | ALLIS-CHALMERS | 55-700-403-001
SJG-I | 4320086905 |  | 02-01-47-03 | 1 | EA | ROD, CONNECTING, MILTON ROY COMPANY, 214-0018-000 | IR01-0363 |  |  | MILTON ROY COMPANY | 214
SJG-I | 5330220681 |  | 02-01-47-03 | 1 | EA | SEAL, MECHANICAL, PUMP, 2-5/8"ID | IR01-0365 |  |  | THE DURIRON COMPANY | BY DESCRP
SJG-I | 3020055392 |  | 02-01-47-08 | 1 | EA | GEAR, (OBS), 24.5:1, GREERCO CORP., 812225 | IR01-0448 |  |  | GREERCO CORP | 812225
SJG-I | 3040058368 |  | 02-01-47-08 | 1 | EA | GEAR, (OBS), 40:1, BURHANS-SHARPE, ITEM 36 | IR01-0453 |  |  | BURHANS-SHARPE | ITEM 36
SJG-I | 3020054619 |  | 02-01-47-08 | 1 | EA | GEAR, GARDNER-DENVER, 8503303 | IR01-0445 |  |  | ARIZONA PNEUMATIC SY | 8503303
SJG-I | 3020054544 |  | 02-01-47-08 | 1 | EA | GEAR, PINION, GARDNER-DENVER, 8503302 | IR01-0444 |  |  | ARIZONA PNEUMATIC SY | 8503302
SJG-I | 3040055679 |  | 02-01-47-08 | 1 | EA | OPERATOR, CYL/AIR, AMERICAN WARMING & VENTIL, BY DESCRP | IR01-0465 |  |  | AMERICAN WARMING | BY DESCRP
SJG-I | 3040057352 |  | 02-01-47-08 | 1 | EA | SHAFT, (OBS) YOKE/GEAR ASSY, INGERSOLL-RAND CO., 1W87415 | IR01-0451 |  |  | INGERSOLL-RAND CO | 1W8741
SJG-I | 3040057410 |  | 02-01-47-08 | 1 | EA | SHAFT, KIT, UP, PNM MACHINE SHOP, SJS-M346 | IR01-0452 |  |  | UNITED CONVEYOR CORP | 194105-3
SJG-I | 3040056602 |  | 02-01-47-08 | 1 | EA | WORMSHAFT, STOCK EQUIPMENT COMPANY, 1-X1672 | IR01-0450 |  |  | STOCK EQUIPMENT CO | 1-X1672
SJG-I | 5010000635 |  | 02-01-47-13 | 9 | EA | FILTER, TRANSMISSION, HARNISCHFEGER CORPORATION, 46Z338 | IR01-0295 |  |  | HARNISCHFEGER CORP. | 46Z338
SJG-I | 3020054379 |  | 02-01-47-13 | 1 | EA | GEAR, VALVE OPERATOR, GARLOCK, BY DESCRP, WU:GARLOCK 6" CROSSOVER TYPE MZ VALVE, CIRCULATING PUMPS | IR01-0443 | VINSON PROCESS CONTR | CROW COMPANY, INC. | GARLOCK INC. | BY DESCRP
SJG-I | 4820124727 |  | 02-01-47-13 | 1 | EA | VALVE, BALL, 3-WAY, 2", PVC, FLGD, 150 PSI, NIBCO INC, T595Y | IR01-0293 |  |  | NIBCO INC | T595Y
SJG-I | 4820123786 |  | 02-01-47-13 | 1 | EA | VALVE, GATE, 1", 316L SS, SCKTWELD, 3000 LB, EDWARDS & CO, 66124 | IR01-0439 |  |  | EDWARDS & CO | 66124
SJG-I | 4820123737 |  | 02-01-47-13 | 1 | EA | VALVE, PLUG, 1-1/2", CI, FLGD, 150 PSI | IR01-0438 |  |  | DOW CHEMICAL CO | U60-161-7
SJG-I | 4530000944 |  | 02-01-47-13 | 5 | EA | VANE, RNG/SUPT, FOSTER WHEELER ENERGY COR, 8750 | IR01-0471 |  |  | FOSTER WHEELER ENER | 8750
SJG-I | 5305149279 |  | 02-01-47-14 | 12 | EA | BOLT, 1-3/8"DIA, 8-1/2"L, CS A325, SQUARE, ANY MFG, BY DESCRP | IR01-0398 |  |  | ANY MFG | BY DESCRP
SJG-I | 5999283517 |  | 02-01-47-15 | 1 | EA | BOARD, CIRCUIT, PRINTED, CONTROLLER CARD, RELIANCE ELECTRIC CO, 0-51851 | IR01-0389 |  |  | RELIANCE ELECTRIC CO | 0-51851
SJG-I | 6630324652 |  | 02-01-47-15 | 4 | EA | CELL, CONDUCTIVITY, LEEDS & NORTHRUP, 4973-001-207-7-00 | IR01-0382 |  |  | LEEDS & NORTHRUP | 4973-001-207-7-000
SJG-I | 5330225516 |  | 02-01-47-15 | 4 | EA | GASKET, NON-ASB, UNITED CONVEYOR, 408101 | IR01-0274 |  |  | UNITED CONVEYOR CORP | 408101
SJG-I | 6625000903 |  | 02-01-47-15 | 8 | EA | METER, ELECTRICAL, V, 0-150 VDC, GENERAL ELECTRIC, U6023AGXP | IR01-0381 |  |  | GENERAL ELECTRIC COM | U6023AGXP0003
SJG-I | 5305155359 |  | 02-01-47-15 | 50 | EA | STUD, TUBE, SPACING, 11/16"DIA, 1-3/4"L, 304SS | IR01-0377 |  |  | NELSON STUD WELDING | 101-072-044
SJG-I | 5925231705 |  | 02-01-47-16 | 2 | EA | CIRCUIT, INTEGRATED, KIT/CNTRL/ALARM, LEEDS & NORTHRUP, 324208 | IR01-0369 |  |  | LEEDS & NORTHRUP | 324208
SJG-I | 4320076989 |  | 02-01-47-16 | 1 | EA | IMPELLER, (OBS) PUMP, 14-3/8"DIA, NEOPRENE, BGA INTERNATIONAL, 767-10 | IR01-0359 |  |  | BGA INTERNATIONAL | 767-10
SJG-I | 4320079090 |  | 02-01-47-16 | 1 | EA | PLATE, CVR/REAR, 316SS | IR01-0362 |  |  | THE DURIRON COMPANY | CY46072A
SJG-I | 5945247194 |  | 02-01-47-16 | 2 | EA | RELAY, PNEUMATIC, ASSY, BAILEY CONTROLS COMPANY, 258188-A1 | IR01-0322 |  |  | BAILEY CONTROLS COMP | 258188-A1
SJG-I | 5340000362 |  | 02-01-47-17 | 3 | EA | SUPPORT, INS, 15 KV/95 KV | IR01-0503 |  |  | DELTA-UNIBUS | 62442
SJG-I | 6720000014 |  | 02-01-47-20 | 1 | EA | BASE, MOUNTING, ASSY, CAMERA, ARVIN DIAMOND, 503882-1319 | IR01-0397 |  |  | ARVIN DIAMOND | 503882-1319
SJG-I | 5975265744 |  | 02-01-47-20 | 9 | EA | BUSHING, ELEC, FRNT, 60KV V, 1200A, GEN ELEC, 0845D123G0001 | IR90-0252 |  |  | GENERAL ELECTRIC COM | 0845-D-123G001
SJG-I | 6630324942 |  | 02-01-47-20 | 1 | EA | METER, FLUSH | IR01-0393 |  |  | ROSEMOUNT ANALYTICAL | RAWA16A03AJKFM2
SJG-I | 4140001092 |  | 02-01-47-20 | 6 | EA | MUFFLER, PURGE, 1", FNPT, ALLIED WITAN CO, 0475010, WU:KEMP | IR01-0415 |  |  | ALLIED WITAN CO | 0475010
SJG-I | 5010004199 |  | 02-01-47-23 | 137 | EA | CARTRIDGE, FILTER, H2O, 9-3/4"L, CELLULOSE FBR/MELAMINE, 5 M | IR01-0296 |  |  | AMF CUNO / PROCESS E | G78B2
SJG-I | 3010050635 |  | 02-01-47-24 | 9 | EA | ACTUATOR & BODY ASSY, VALVE, MDL 350, MAX PSI 120, FMC CORPORATION, 3237369 | IR94-0327 |  |  | FMC CORPORATION | 3237369
SJG-I | 6105290263 |  | 02-01-48-03 | 6 | EA | GEARMOTOR, GENERAL ELECTRIC CO, 568B596G5 | IR96-0369 |  |  | GENERAL ELECTRIC CO | 568B596G5
SJG-I | 5930235568 |  | 02-01-48-04 | 1 | EA | PANEL, CONTROL, OBSOLETE/ ASSY, 460 V, 3 OHMS, 4 BTTN/2 SPEED UP-DOWN, ACCO IND HOIST & CRANE, 621116-04 | IR96-0375 |  |  | ACCO IND HOIST & CRA | 621116-04
SJG-I | 5999277238 |  | 02-01-48-05 | 1 | EA | BOARD, CIRCUIT, OBSOLETE/ PRINTED, TD/INDICATING, DIAMOND POWER SPECIALTY C, 336020-1036 | IR96-0397 |  |  | DIAMOND POWER SPECIA | 336020-1036
SJG-I | 5961003661 |  | 02-01-48-05 | 3 | EA | RECTIFIER, SLCN CNTRLLED, GENERAL ELECTRIC CO, 104X125DC001 | IR96-0391 |  |  | GENERAL ELECTRIC CO | 104X125DC001
SJG-I | 6685365790 |  | 02-01-48-08 | 1 | EA | TRANSMITTER, PRESSURE, MCC POWERS CONTROL, 1840004 | IR96-0327 |  |  | MCC POWERS CONTROL S | 1840004
SJG-I | 6685366285 |  | 02-01-48-08 | 1 | EA | TRANSMITTER, PRESSURE, MCC POWERS CONTROL, 184-0015 | IR96-0328 |  |  | MCC POWERS CONTROL S | 184-0015
SJG-I | 5999272411 |  | 02-01-48-09 | 1 | EA | BOARD, CIRCUIT, PRINTED, DEMODULATION, ROSEMOUNT ANALYTICAL, 177998-005 | IR04-0131 |  |  | ROSEMOUNT ANALYTICAL | 177998-005
SJG-I | 5999268690 |  | 02-01-48-09 | 1 | EA | BOARD, CIRCUIT, PRINTED, FORNEY, C302664-01 | IR04-0136 |  |  | FORNEY | C302664-01
SJG-I | 6630324587 |  | 02-01-48-09 | 2 | EA | CELL, CONDUCTIVITY, LEEDS & NORTHRUP, 4905-25-44-073-7 | IR04-0135 |  |  | LEEDS & NORTHRUP | 4905-25-33-073-7
SJG-I | 4810127581 |  | 02-01-48-09 | 1 | EA | DISC, HUB, MORRIS PUMPS INC., 052179G0001002, WU:MORRIS PUMP, MOD 2VJC14, S/N M-13 556, RECLAIN HOPPER SUMP, U-2 | IR04-0130 |  |  | MORRIS PUMPS | 052179G0001002
SJG-I | 6110294631 |  | 02-01-48-09 | 6 | EA | HEATER, OVERLOAD, H-28, TELEDYNE ANALYTICAL INSTR, H-28 | IR04-0137 |  |  | TELEDYNE ANALYTICAL | H-28
SJG-I | 6625002115 |  | 02-01-48-09 | 1 | EA | PANEL, FRNT | IR04-0133 |  |  | BENTLY NEVADA | 26338-02-04
SJG-I | 6625002255 |  | 02-01-48-09 | 1 | EA | PANEL, FRNT | IR04-0134 |  |  | BENTLY NEVADA | 72992-0
SJG-I | 6110294763 |  | 02-01-48-10 | 1 | EA | CONTACT, ELECTRICAL/KIT, (3) SPRNGS, (3) MOVABLE CONTS, (6) STA CONTS, (6) SCRS, SIZE 2, 3 POLES, GENERAL ELECTRIC CO., 546A780G2 | IR05-0016 |  |  | GENERAL ELECTRIC | 546A780G2
SJG-I | 5920228474 |  | 02-01-48-10 | 2 | EA | CONTROL, MINISTEP, 4 STEP, COATES HEATER CO 60005055 | IR05-0026 |  |  | COATES HEATER CO | 60005055
SJG-I | 5999274797 |  | 02-01-48-10 | 2 | EA | MODULE, MEMORY, BAILEY CONTROLS COMPANY, 6624523A1 | IR05-0027 |  |  | BAILEY CONTROLS COMP | 6624523A1
SJG-I | 6680345474 |  | 02-01-48-10 | 5 | EA | PROBE, VIBRATION, SEISMO, BENTLY NEVADA, 47633-06-01-01 | IR05-0015 |  |  | BENTLY NEVADA CORPOR | 47633-06-01-01
SJG-I | 5945246816 |  | 02-01-48-10 | 1 | EA | RELAY, POWER, LATCH, 240 AC/28 DC V, 6 NO, ALLEN-BRADLEY CO. | IR05-0025 |  |  | ALLEN-BRADLEY CO. | 700-NM6001-A1
SJG-I | 5930236319 |  | 02-01-48-10 | 1 | AS | SWITCH, KIT, BLIND END, SW, BX, PLNGR RD, GSKT, CVR, CVR SCR | IR05-0024 |  |  | AEROQUIP CORPORATION | BY DESCRP
SJG-I | 5930236301 |  | 02-01-48-10 | 1 | EA | SWITCH, KIT, SW, BX, PLNGR RD, GSKT, CVR, CVR SCRS, AEROQUIP, 6250104AR | IR05-0023 |  |  | AEROQUIP CORPORATION | 6250104AR
SJG-I | 6645327849 |  | 02-01-48-10 | 1 | EA | TIMER, ELECTRCL, AUTO, AUTOMTC TIMING & CONTROL, 325A347A10PX | IR05-0018 |  |  | ARID CONTROLS, INC. | 325A347A10PX
SJG-I | 5925231143 |  | 02-01-48-13 | 1 | EA | BREAKER, CIRCUIT, BATT, 50 A, EXIDE POWER SYSTEMS DIVIS, 122-102-006 | IR96-0265 |  |  | EXIDE POWER SYSTEMS | 122-102-006
SJG-I | 4320082417 |  | 02-01-48-13 | 7 | EA | PLUNGER | IR96-0240 |  |  | MILTON ROY CO | 212-0062-070
SJG-I | 5330221275 |  | 02-01-48-13 | 2 | EA | SEAL, MECHANICAL, PUMP, 2 5/8" | IR96-0247 |  |  | LAPMASTER INTERNATIO | BY DESCRP
SJG-I | 6105287947 |  | 02-01-48-14 | 2 | EA | MOTOR, ELECTRIC, 1/25 HP, 1050 RPM, 115V, 1PH, 60 HZ | IR04-0132 |  |  | TRANE AIR CONDITIONI | MOT1500
SJG-I | 6685360866 |  | 02-01-48-15 | 6 | EA | THERMOMETER, 5"DIAL FACE, 9"STEM, 200-700 DEG F, ABB KENT | IR04-0207 |  |  | ABB KENT-TAYLOR, INC | BA5109E084
SJG-I | 3130062684 |  | 02-01-48-16 | 2 | EA | BEARING, PILLOW BLOCK, ROER, 2.4375", REX ROLLER CHAIN | IR01-0735 |  |  | ADVANCE SUPPLY/SKF | SYR 207-15
SJG-I | 5930234611 |  | 02-01-48-16 | 1 | EA | SWITCH, CONTINUOUS, 600/480 V, 20A | IR01-0696 |  |  | ROSEMOUNT ANALYTICAL | 800A118G05
SJG-I | 6685369271 |  | 02-01-48-16 | 2 | EA | THERMOCOUPLE, TUDOR TECHNOLOGY, 2133-J-D-3S-U-15.80REV. | IR01-0720 |  |  | TUDOR TECHNOLOGY | 2133-J-D-3S-U-15.80
SJG-I | 6250001044 |  | 02-01-48-17 | 7 | KT | BALLAST, KIT, HIPR SOD, GENERAL ELECTRIC, 17G5204W18 | IR14-0555 |  |  | GENERAL ELECTRIC LAR | 17G5204W18
SJG-I | 5330190140 |  | 02-01-48-18 | 5 | EA | PUMP, KIT, REPAIR | IR01-0589 |  |  | FISHER SCIENTIFIC CO | 1400K-02
SJG-I | 5945245164 |  | 02-01-48-21 | 1 | EA | RELAY, OVERLOAD, BLCK, ABB POWER T&D CO., AA43A | IR96-0280 |  |  | ABB POWER T&D COMPAN | AA43A
SJG-I | 5950250307 |  | 02-01-48-21 | 1 | EA | TRANSFORMER, 110 PRV, 12 SECV, DANIEL WOODHEAD INC., 336520 | IR96-0287 |  |  | DANIEL WOODHEAD INC | 336520
SJG-I | 5330186601 |  | 02-01-48-23 | 6 | EA | GASKET, BULK, 13/32"W, 80"L, 13/32"THK, RUBR, RO, GENERAL EL | IR01-0588 |  |  | GENERAL ELECTRIC CO. | U363P001L0800
SJG-I | 5330206821 |  | 02-01-48-23 | 54 | LB | PACKING, BULK, BRAIDED, 5/8"W, 5/8"THK, TETRA-GL, THE ANCHOR | IR01-0595 |  |  | THE ANCHOR PACKING C | BY DESCRP
SJG-I | 4810131815 |  | 02-01-50-11 | 1 | EA | BONNET, VALVE, DRESSER INDUSTRIAL VALVE, 4154901 | IR01-0339 |  |  | DRESSER INDUSTRIAL V | 4154901
SJG-I | 4330078348 |  | 02-01-50-11 | 1 | EA | PUMP, KIT, OVERHAUL, GENERAL ELECTRIC COMPANY, 155B2455P0001 | IR01-0337 |  |  | GENERAL ELECTRIC CO. | 155B2455P0001
SJG-I | 6680343388 |  | 02-01-50-16 | 1 | EA | CONTROLLER, ELECTRICAL, INDICATING, 0-100, ABB KENT-TAYLOR INC, 1701RZ14003C, WU: SCRUBBER, SO2, UNITS 1 & 2 | IR04-0028 |  |  | ABB KENT-TAYLOR, INC | 1701RZ14003C
SJG-I | 6685367408 |  | 02-01-50-16 | 1 | EA | CONTROLLER, ELECTRICAL, INDICATING, ABB KENT-TAYLOR INC, 1312RA10000, WU: SO2 SCRUBBER - 1 & 2 UNITS | IR04-0030 |  |  | ABB KENT-TAYLOR, INC | 1312RA10000
SJG-I | 5999272528 |  | 02-01-50-16 | 2 | EA | MODULE, ANALOG MEMORY, BAILEY CONTROLS 6624520P2C | IR04-0009 |  |  | BAILEY CONTROLS COMP | 6624520P2C
SJG-I | 5999267908 |  | 02-01-50-16 | 1 | EA | MODULE, SUMMER/INTEGRAL, BAILEY CONTROLS CO 6629536M2 | IR04-0008 |  |  | BAILEY CONTROLS COMP | 6629536M2
SJG-I | 6680338529 |  | 02-01-50-16 | 1 | EA | TUBE, LINING, ABB KENT-TAYLOR INC. 47S1275-121 | IR04-0027 |  |  | ABB KENT-TAYLOR INC. | 47S1275-121
SJG-I | 4820126284 |  | 02-01-50-16 | 2 | EA | VALVE, GLOBE, BLTD BONNET, 1", 316SS, SCKTWELD, 600 LBS ASTM | IR04-0019 |  |  | LADISH CO. | 7661
SJG-I | 4810122582 |  | 02-01-50-16 | 1 | EA | VALVE, SOLENOID, WU:WEST TURBINE, SOLENOID OPER VALVES U-2 | IR04-0013 |  |  | PNEUMATICS HYDRAULIC | R6V2DHV30-X2252
SJG-I | 5365212819 |  | 02-01-51-03 | 1 | EA | BUSHING, STEPHENS ADAMSON MFG, M-15752-42-3, WU: HOLDBACK ON 4A PLANT CONVEYOR BELT, UNITS 1 & 2 | IR01-0601 |  |  | STEPHENS ADAMSON MFG | M-15752-42-3
SJG-I | 5325000452 |  | 02-01-51-03 | 14 | ST | FASTENER, BELT, CLIP/ALLIGATOR, FLEXIBLE STEEL LACING CO, 35 | IR01-0604 |  | DEWEES TOOL & SUPPLY | LACING CO | 35
SJG-I | 5330183467 |  | 02-01-51-03 | 5 | EA | GASKET, 11-1/2"W, 13-7/16"L, NON-ASB, RECT, UCC, 408423 | IR01-0610 |  |  | HELMICK CORPORATION | SK-408423
SJG-I | 5430000223 |  | 02-01-51-03 | 1 | ST | GLAND, PACKING, (OBS) SPL, BRONZE, NON-ASB, CHEMINEER INC., 9130-150E, WU: CHEMINEER IN-LINE AGITATOR MODEL 1HA-75-16, S/N 1-25933-1 RCC | IR01-0602 |  |  | CHEMINEER, INC. | 9130-150E
SJG-I | 5330179796 |  | 02-01-51-03 | 9 | EA | O-RING, 441, 7-1/2"OD, 1/4"THICK, VITON | IR01-0607 |  |  | ABEX CORP | 675-00441
SJG-I | 5330174292 |  | 02-01-51-03 | 1 | EA | PACKING, RING, GRAPHOIL, 1"ID X 1-1/2"OD X 1/4"W, (10 PCS=1 SET), NON-ASB, CONTROL COMPONENTS, 723902010 | IR01-0606 |  | CONTROL COMPONENTS | CONRAC CORPORATION | 723902010
SJG-I | 5330223123 |  | 02-01-51-03 | 4 | EA | PACKING, VLV, CONTROL COMPONENTS, INC., 320804038 | IR01-0597 |  |  | CONTROL COMPONENTS I | 320804038
SJG-I | 5365212074 |  | 02-01-51-03 | 3 | ST | RING, KIT/SET/PHG RENEWAL (3)RNGS (3)SEGS | IR01-0599 |  |  | INGERSOLL-RAND CO. | PAK-30G28S
SJG-I | 5365207942 |  | 02-01-51-03 | 9 | EA | SHIM, SEAL, 3"L, FISHER CONTROLS CO., 1R6653X0012 | IR01-0598 |  |  | FISHER CONTROLS CO. | 1R6653X0012
SJG-I | 4320088786 |  | 02-01-51-05 | 2 | AS | CARTRIDGE, SUCTION, VLV, MILTON ROY CO, 221-0122-007, WU:M-R PLASTIC PUMP MDL SFR-112-73, CATALYST PUMPS AT OXIDATION, WSM | IR04-0102 |  |  | MILTON ROY | 221-0122-007
SJG-I | 3010050973 |  | 02-01-51-05 | 13 | EA | CYLINDER, KIT, REPR, THE SHEFFER CORP, 720-00600 | IR04-0088 |  | FORNEY INTERNATIONAL | THE SHEFFER CORP | 720-00600
SJG-I | 4460000559 |  | 02-01-51-05 | 3 | EA | FILTER, KIT, SVC, THE DURIRON COMPANY, INC., 43241, WU:DURIRON FILTER SYS SCHRADER MULTI-PURP 4WAY VLV, SO2 FLYASH FLTR | IR04-0103 |  |  | DURIRON COMPANY | 43241
SJG-I | 3020051938 |  | 02-01-51-05 | 1 | EA | GEAR, HIGH SPEED, FMC CORP-DRIVE, 1778X167-1 | IR04-0089 |  |  | BAILEY CONTROLS CO | 1778X167-1
SJG-I | 3020055376 |  | 02-01-51-05 | 2 | EA | GEAR, SLOW SPEED, 30:1, BRONZE, WINSMITH, BY DESCRP, FOR: MO | IR04-0090 |  |  | WINSMITH | BY DESCRP
SJG-I | 3020056044 |  | 02-01-51-05 | 1 | EA | GEAR, WORM, MILTON ROY CO, 20246, WU: M-R PUMP, SCALE INHIBITOR FEEDER & CATALYST DAY TANK PUMP, BC 2&3 | IR04-0091 |  |  | MILTON ROY | 20246
SJG-I | 4320077664 |  | 02-01-51-05 | 1 | EA | LINER, PUMP, NATURAL RUBBER, SUCTION SIDE | IR04-0122 |  |  | WORTHINGTON PUMP | 805720-00
SJG-I | 4320084918 |  | 02-01-51-05 | 1 | EA | SHOE, THURST, ALLIS CHALMERS A-C COMPRESSOR | IR04-0100 |  |  | ALLIS CHALMERS | 16-630-320-019
SJG-I | 5975269720 |  | 02-01-51-06 | 4 | EA | BUTTON, PUSH, 3/8"W, 1-5/16"L, PLAST, BLK, REV, EXTENDE | IR07-0216 |  |  | BORDER STATES ELECTR | BY DESCRP
SJG-I | 5975269654 |  | 02-01-51-06 | 5 | EA | BUTTON, PUSH, 5/8"W, 1-5/16"L, PLAST, BLK, RESET, EXTEN | IR07-0211 |  |  | BORDER STATES ELEC | BY DESCRP
SJG-I | 5975269662 |  | 02-01-51-06 | 2 | EA | BUTTON, PUSH, 5/8"W, 1-5/16"L, PLAST, BLK, TEST, EXTEND | IR07-0212 |  |  | BORDER STATES ELEC | BY DESCRP
SJG-I | 5975269696 |  | 02-01-51-06 | 3 | EA | BUTTON, PUSH, 5/8"W, 1-5/16"L, PLAST, BLU, BLANK, EXTEN | IR07-0215 |  |  | BORDER STATES ELEC | BY DESCRP
SJG-I | 5975269688 |  | 02-01-51-06 | 2 | EA | BUTTON, PUSH, 5/8"W, 1-5/16"L, PLAST, GREEN, BLANK, EXT | IR07-0214 |  |  | BORDER STATES ELEC | BY DESCRP
SJG-I | 5975269670 |  | 02-01-51-06 | 3 | EA | BUTTON, PUSH, 5/8"W, 1-5/16"L, PLAST, RED, BLANK, EXTEN | IR07-0213 |  |  | BORDER STATES ELEC | BY DESCRP
SJG-I | 5975264572 |  | 02-01-51-06 | 3 | EA | BUTTON, PUSH, 5/8"W, 1-5/16"L, PLAST, WH, BLANK, EXTEND | IR07-0224 |  |  | ARGO INTERNATIONAL | BY DESCRP
SJG-I | 5935237643 |  | 02-01-51-06 | 41 | EA | CAP, HSNG, NYL, AMP SPECIAL INDUSTRIES, 1-480705-0 | IR07-0219 |  |  | AMP PRODUCTS CORPORA | 1-480705-0
SJG-I | 5935237650 |  | 02-01-51-06 | 45 | EA | CAP, HSNG, NYL, AMP SPECIAL INDUSTRIES, 1-480711-0 | IR07-0220 |  |  | AMP PRODUCTS CORPORA | 1-480711-0
SJG-I | 6116000016 |  | 02-01-51-06 | 3 | EA | CELL, MICRO-FUEL TELEDYNE ANALYTICAL INSTR C-6689-A3 | IR07-0210 |  |  | TELEDYNE ANALYTICAL | C-6689-A3
SJG-I | 5975272278 |  | 02-01-51-06 | 1 | EA | CLIP, SPRNG, CAPITAL CONTROLS, S-113 | IR07-0238 |  | CANYON SYSTEMS, INC. | CAPITAL CONTROLS | S-113
SJG-I | 5950250711 |  | 02-01-51-06 | 1 | EA | COIL, ELECTRICAL, 1/8 V, 60 HZ, FOXBORO COMPANY, K0124R | IR07-0235 |  |  | THE FOXBORO COMPANY | K0124R
SJG-I | 5975258830 |  | 02-01-51-06 | 5 | EA | CONNECTOR, CABLE ADJABLE 1-1/2" P-W INDUSTRIES 5501-1307-15 | IR07-0230 |  |  | P-W INDUSTRIES | 5501-1307-15
SJG-I | 4240001448 |  | 02-01-51-06 | 10 | PK | CONNECTOR, FACE PIECE, THDED, SURVIVAIR, 1400-02 | IR07-0229 |  |  | SURVIVAIR | 1400-02
SJG-I | 6695393121 |  | 02-01-51-06 | 1 | EA | CORD, DRIVE CHNL 2/3 LEEDS & NORTHRUP 146034 | IR07-0228 |  |  | LEEDS & NORTHRUP | 146034
SJG-I | 5330228189 |  | 02-01-51-06 | 3 | EA | O-RING, MTL (CEM) AMETEK INC 42005JE | IR07-0218 |  |  | AMETEK, INC. | 42005JE
SJG-I | 5999279788 |  | 02-01-51-08 | 8 | EA | BAORD, CIRCUIT, PRINTED, 35 PIN, FORNEY INTERNATIONAL, C-29407-00 | IR04-0147 |  |  | FORNEY INTERNATIONAL | C-29407-00
SJG-I | 5962250238 |  | 02-01-51-08 | 1 | EA | BOARD, CIRCUIT, PRINTED, CONTROL, HATHAWAY BETA PROCES, 301990-1 | IR04-0143 |  |  | HATHAWAY BETA PROCES | 301990-1
SJG-I | 5999273658 |  | 02-01-51-08 | 2 | EA | BOARD, CIRCUIT, PRINTED, INTERFACE/PUSHBTTN, HATHAWAY BETA PROCESS INS, 304342-110, WU:SOLIDSTATE ANNUNCIATOR MDL 1000 SERIES, SEQ RFFM, S/N S78370, UNITS 3 & 4 | IR04-0145 |  |  | HATHAWAY BETA PROCES | 304342-110
SJG-I | 5999271579 |  | 02-01-51-08 | 1 | EA | BOARD, CIRCUIT, PRINTED, MAIN, 120 V, LEEDS & NORTHRUP, 445273, WU:L&N 7073-17 CODUCTIVITY MONITOR, RCC 3 & 4, SO2, WASTEWATER | IR04-0144 |  |  | LEEDS & NORTHRUP | 445273
SJG-I | 5999279747 |  | 02-01-51-08 | 3 | EA | BOARD, CIRCUIT, PRINTED, TIMER, FORNEY INTERNATIONAL, C-308303-01 | IR04-0146 |  |  | FORNEY INTERNATIONAL | C-308303-01
SJG-I | 6695392644 |  | 02-01-51-08 | 1 | EA | DRIVE, ASSEMBLY/SINGLE SPEED, FOXBORO COMPANY, G0108KX, WU:FOX RECORDER 220S-4F6 STYLE C, UNITS 3 & 4, WASTEWATER | IR04-0148 |  |  | FOXBORO COMPANY | G0108KX
SJG-I | 6695395613 |  | 02-01-51-08 | 8 | KT | ELECTRODE, ELECTRICAL, KIT, FOXBORO ANALYTICAL, 0022703 | IR04-0149 |  |  | FOXBORO ANALYTICAL | 0022703
SJG-I | 5330172114 |  | 02-01-51-08 | 2 | ST | SEAL, MECHANICAL, PUMP, 1-3/4"ID, WORTH. 21-0736-01-31 | IR04-0141 |  |  | WORTHINGTON PUMP COR | 21-0736-01-31
SJG-I | 5330220533 |  | 02-01-51-08 | 1 | EA | SEAL, MECHANICAL, PUMP, 2-3/4"ID, 3-3/4"OD | IR04-0142 |  |  | WORTHINGTON PUMPS | P02910
SJG-I | 4810128696 |  | 02-01-51-08 | 2 | EA | VALVE, SOLENOID, 2-WAY/NO, 3/4", 5/8" SS, FNPT, 110/120V, | IR04-0139 |  |  | ASCO | EF8210G38
SJG-I | 4320082078 |  | 02-01-51-13 | 1 | EA | CARTRIDGE, SUCTION ASSY/SISCH MILTON ROY CO 221-0064-003 | IR07-0217 | IR96-0700 |  | MILTON ROY CO. | 221-0064-003
SJG-I | 4320080635 |  | 02-01-51-13 | 1 | EA | CASING, PUMP GOULDS PUMPS INC BY DESCRP, WU: GOULDS VERTICAL SUMP PUMP MODEL 3171, SERIAL 43397, SIZE 1X1-1/2-6, SO2 | IR07-0223 |  |  | GOULDS PUMPS, INC. | BY DESCRP
SJG-I | 5950250729 |  | 02-01-51-13 | 1 | EA | COIL, ELECTRICAL, 118 V, 60 HZ, FOXBORO COMPANY, K0123L | IR07-0236 |  |  | THE FOXBORO COMPANY | K0123L
SJG-I | 5950251024 |  | 02-01-51-13 | 1 | EA | COIL, ELECTRICAL, 118 V, 60 HZ, FOXBORO COMPANY, K0124B | IR07-0237 |  |  | THE FOXBORO COMPANY | K0124B
SJG-I | 5950250679 |  | 02-01-51-13 | 1 | EA | COIL, ELECTRICAL, 118 V, 60 HZ, FOXBORO COMPANY, K0125M | IR07-0234 |  |  | THE FOXBORO COMPANY | K0125M
SJG-I | 6685369479 |  | 02-01-51-13 | 1 | EA | CONTROLLER, ELECTRICAL, 4-20 MA A, 0-100/10-90 CALIBRATE, LEEDS & NORTHRUP, DC330B-CO-000-20-000000-00-0, WU: AMINO FEED SYSTEM | IR07-0227 |  |  | LEEDS & NORTHRUP | 6001-021-1-000
SJG-I | 4810136442 |  | 02-01-52-01 | 1 | EA | BONNET, VALVE, CHAMBER ASSEMBLY, 1-1/2", 12G2J, 1500 LB, CON-VAL INC., 7H-416-BA-2PC | IR97-0565 |  |  | CONVAL | 7H416BA-2PC
SJG-I | 4810134561 |  | 02-01-52-01 | 1 | EA | DISC, VALVE, 6", ROCKWELL INTERNATIONAL, 412764 | IR97-0564 |  |  | ROCKWELL INTERNATION | 412764
SJG-I | 4810124927 |  | 02-01-52-01 | 1 | EA | LINER, VLV, 4"DIA, FISHER CONTROLS CO., F26225-06782 | IR97-0537 |  |  | FISHER CONTROLS CO. | F26225-06782
SJG-I | 4810133035 |  | 02-01-52-01 | 1 | EA | RING, SPACER, PNM MACHINE SHOP, BY DESCRP, ROCKWELL, 414041 | IR97-0559 |  |  | ROCKWELL INTERNATION | 414041
SJG-I | 4810128829 |  | 02-01-52-01 | 2 | AS | TRIM, VALVE, PLUG, 3", STEM #1151016, PIN #1140675, PLG #1151009, COLLINS INSTRUMENTS, BY DESCRP | IR97-0538 |  | DEZURIK CORP | COLLINS INSTRUMENTS | BY DESCRP
SJG-I | 4820118943 |  | 02-01-52-01 | 2 | EA | VALVE, GAUGE, GLASS, 1/2" X 3/4", PENBERTHY MFG, MDL4256349500 | IR97-0560 |  |  | PENBERTHY MFG | MDL4256349500
SJG-I | 4820119636 |  | 02-01-52-01 | 6 | EA | VALVE, RELIEF, (DENISON PUMP, R2V12313), WESTINGHOUSE, 390A892001 | IR97-0532 |  |  | WESTINGHOUSE | 390A892001
SJG-I | 4820120345 |  | 02-01-52-01 | 2 | EA | VALVE, SWING, CHECK, 1/2", ALLOY 20-STNLS STL, THREADED, LADISH CO, 5651A20 | IR97-0561 |  |  | LADISH CO | 5651A20
SJG-I | 5999268476 |  | 02-01-52-02 | 1 | EA | BOARD, CIRCUIT, OBSOLETE/ PRINTED, CLOCK 1, ROSEMOUNT ANALYTICAL, 398763-001 | IR97-0655 |  |  | ROSEMOUNT | 398763-001
SJG-I | 5999271546 |  | 02-01-52-02 | 1 | EA | BOARD, CIRCUIT, OBSOLETE/ PRINTED, CLOCK 4, ROSEMOUNT ANALYTICAL, 398972 | IR97-0657 |  |  | ROSEMOUNT | 398972
SJG-I | 5999272908 |  | 02-01-52-02 | 1 | EA | BOARD, CIRCUIT, PRINTED, DERIVATIVE, ROSEMOUNT ANALYTICAL, 399183, OBSOLETE TO SJGS | IR97-0658 |  |  | ROSEMOUNT | 399183-001
SJG-I | 5999270779 |  | 02-01-52-02 | 2 | EA | BOARD, CIRCUIT, PRINTED, INPUT EXPANDER, ROSEMOUNT ANALYTICAL, 399137, OBSOLETE TO SJGS | IR97-0656 |  |  | ROSEMOUNT | 399137
SJG-I | 5999268138 |  | 02-01-52-02 | 3 | EA | BOARD, CIRCUIT, PRINTED, VALVE TEST, GEN ELEC CO, 0992D422G0001 | 5999268138 |  |  | GENERAL ELECTRIC CO. | 0992D422G0001
SJG-I | 5975266817 |  | 02-01-52-02 | 32 | EA | FINGER, CONTACT, GENERAL ELECTRIC CO., 114C5382P-2 | IR97-0652 |  |  | GENERAL ELECTRIC COM | 114C5382P-2
SJG-I | 5930232896 |  | 02-01-52-02 | 1 | EA | SWITCH, ITEM 4, MERCOID CORP, DA23-3 | IR90-0254 |  |  | MERCOID CORP | DA23-3
SJG-I | 5930232490 |  | 02-01-52-02 | 1 | EA | SWITCH, LIMIT, STOP VLV, NAMCO CONTROLS, EA700 60052 | IR97-0660 |  |  | NAMCO CONTROLS | EA700 60052
SJG-I | 5961001566 |  | 02-01-52-02 | 5 | EA | TRANSISTOR, HAGAN CONTROLS, 181469 | IR97-0662 |  |  | HAGAN CONTROLS | 181469
SJG-I | 5961001764 |  | 02-01-52-02 | 5 | EA | TRANSISTOR, NPA/SILICON (HAGAN CONTROLS, 181660) | IR97-0663 |  |  | WESTINGHOUSE | 181660
SJG-I | 5961003927 |  | 02-01-52-02 | 10 | EA | TRANSISTOR, SPRAGUE ELECTRIC COMPANY, SA2325 | IR97-0664 | SPRAGUE ELECTRIC COM | SA2325 | WESTINGHOUSE | 181500
SJG-I | 5961005351 |  | 02-01-52-02 | 4 | EA | TRANSISTOR, WESTINGHOUSE ELECTRIC CORP, 181769 | IR97-0665 |  |  | WESTINGHOUSE ELECTRI | 181769
SJG-I | 5950250687 |  | 02-01-52-03 | 3 | EA | COIL, ELEC, RESET, 48 DC V, GENERAL ELECTRIC, 721-6275083G3 | IR97-0647 |  |  | GENERAL ELECTRIC COM | 721-6275083G3
SJG-I | 5940240137 |  | 02-01-52-03 | 2 | EA | CONNECTOR, MANIFOLD/HYDROGEN, GENERAL ELEC, 0121V880P0001 | IR97-0646 |  |  | GENERAL ELECTRIC CO. | 0121V880P0001
SJG-I | 5975265850 |  | 02-01-52-03 | 4 | EA | FINGER, PRIMARY DISCONNECT, GENERAL ELEC, 192A9668G5 | IR97-0650 |  |  | GENERAL ELECTRIC CO | 192A9668G5
SJG-I | 5977263119 |  | 02-01-52-03 | 3 | EA | HOLDER, BRUSH, GENERAL ELECTRIC, 155C7052G03 | IR90-0304 |  |  | GENERAL ELECTRIC COM | 155C7052G03
SJG-I | 5930233886 |  | 02-01-52-03 | 1 | EA | SWITCH ASSEMBLY, SELECTOR, MANUAL, (YOKOGAWA CORP) | IR97-0640 |  |  | FOXBORO | E9401ND
SJG-I | 5930232326 |  | 02-01-52-03 | 1 | ST | SWITCH, AUXILIARY, COLOR CODED WIRES | IR97-0638 |  |  | GENERAL ELECTRIC | TJKASA2AB4L
SJG-I | 5930232581 |  | 02-01-52-03 | 1 | EA | SWITCH, INDICATOR UNIT (US FILTER/PERMUTIT, 187-11671) | IR97-0639 |  |  | WALLACE & TIERNAN | NU599
SJG-I | 5930231070 |  | 02-01-52-03 | 3 | EA | SWITCH, SILICONE CONTROL | IR97-0636 |  |  | GENERAL ELECTRIC | 3N81
SJG-I | 5930231427 |  | 02-01-52-03 | 1 | EA | SWITCH, SPEED, 0.50 A | IR97-0637 |  |  | CONSOLIDATED ELECTRI | BY DESCRP
SJG-I | 5999275687 |  | 02-01-52-04 | 1 | EA | BOARD, PRINTED CIRCUIT, WIRNG CHNG DETCTION, HNYWLL, PX3650ICDJ4 | IR97-0670 |  |  | HONEYWELL, INC | PX3650ICDJ4
SJG-I | 5961004115 |  | 02-01-52-04 | 7 | EA | DIODE, FEEDBACK, CYBEREX SERVICE CORP., 3642 | IR97-0667 |  |  | CYBEREX SERVICE CORP | 3642
SJG-I | 6630324975 |  | 02-01-52-05 | 1 | EA | BOARD, CIRCUIT, PRINTED, EXTERNAL MEMORY, WESMAR 345-000222 | IR04-0060 |  |  | WESMAR | 345-000222
SJG-I | 6110297519 |  | 02-01-52-05 | 7 | ST | CONTACTOR, KIT, 5, 600 V, SIEMENS-ALLIS, HCUR-5CC0-J | IR04-0058 |  |  | SIEMENS-ALLIS | HCUR-5CC0-J
SJG-I | 5999280760 |  | 02-01-52-05 | 1 | EA | CONTACTOR, TYPE A202 LIGHTING , 60 A, 3 POLE, 120 V, NEMA SIZE 2, MDL J, ABB POWER T&D CO, A202K2CA | 5999280760 |  | ABB POWER | WESTINGHOUSE ELECTRI | A202K2CA
SJG-I | 3010051286 |  | 02-01-52-05 | 2 | EA | DRIVE, UNIT, FOXBORO N0308JG, WU:INDICATOR MDL 210S2 BOOSTR | IR04-0032 |  |  | FOXBORO COMPANY | N0308JG
SJG-I | 5330192153 |  | 02-01-52-05 | 20 | AS | GASKET, KIT, SIGHT GAUGE GLASS, NON-ASB, (1) CUSHION GASKET, PACKING STRIP, (1) MICA GASKET, LAMINATED RING GASKET, DIAMOND POWER SPEC, 109323-000A, WU: DIAMOND POWER, UNITS 1-4 | IR04-0048 |  |  | DIAMOND POWER SPECIA | 109323-000A
SJG-I | 5945242641 |  | 02-01-52-05 | 11 | EA | RELAY, LATCHING, 115 V, 60 HZ, POLYCARBONATE, STRUTHERS | IR04-0054 |  |  | STRUTHERS-DUNN, INC | B255XCXP
SJG-I | 5330224444 |  | 02-01-52-05 | 3 | KT | SEAL, PKNG, 2"W, 316 SS, LAPMASTER INT'L D-2000-574-9221 B18 | IR04-0049 |  |  | LAPMASTER INT'L DIV. | D2000574-9221 B18126
SJG-I | 4320083225 |  | 02-01-52-05 | 1 | EA | SHAFT, DRIVE, PMP, 2"OD,25-1/8"L, 316SS, LAWRENCE PMP, TYP 1 | IR04-0039 |  |  | LAWRENCE PUMPS, INC. | 1
SJG-I | 5310162325 |  | 02-01-52-05 | 27 | EA | WASHER, LOCK, 7/8", UCC, 463010-875 | 5310162325 |  |  | UNITED CONVEYOR CORP | 463010-875
SJG-I | 5365210185 |  | 02-01-52-06 | 1 | EA | RING, OIL, WESTINGHOUSE ELECTRIC, 499D147G012 | 5365210185 |  |  | FLUID TECHNOLOGY, IN | 499D147G012
SJG-I | 4810137002 |  | 02-01-52-06 | 1 | EA | SEAT, VALVE, BLOWDOWN, GENERAL ELECTRIC CO, 0241A374P0001 | IR07-0012 |  |  | GENERAL ELECTRIC COM | 0241A374P0001
SJG-I | 6645327823 |  | 02-01-52-06 | 1 | EA | TIMER, ELECTRICAL, AUTO, 120 V, 0-60 MIN, AUTOMATIC TIMING & CONTRO, 305E017A10PX | IR07-0014 |  |  | AUTOMATIC TIMING | 305E017A10PX
SJG-I | 4810137036 |  | 02-01-52-06 | 1 | EA | VALVE, BLOW DOWN BYPASS, OEM, NON-ASB, GENERAL ELECTRIC CO, 0241A930P0001 | 4810137036 | IRRT-002, EXCESS | DON PIERCE PROJ | GENERAL ELECTRIC COM | 0241A930P0001
SJG-I | 3040055380 |  | 02-01-52-07 | 1 | EA | ACTUATOR, PNEUMATIC, 6-3/8", 150 PSI, 4" DIA | IR04-0083 |  |  | UCC | 4401-66
SJG-I | 4320078126 |  | 02-01-52-07 | 1 | EA | COVER, END PLT/PUMP SIDE, INGERSOLL-RAND COMPANY, 275B160AX1816, WU:I-R HORIZONTAL CENTRIFUGAL PUMP MDL 8GT, S/L 0671-611, U-2 | IR04-0078 |  |  | INGERSOLL RAND | 275B160AX1816
SJG-I | 4320077672 |  | 02-01-52-07 | 1 | EA | LINER, GLND, SIDE, NEOPRENE/NATURAL RUBR | IR04-0086 |  |  | WORTHINGTON PUMP | 2115154-005
SJG-I | 4310072923 |  | 02-01-52-07 | 1 | EA | REGULATOR, KIT, PNEUM/REPR, I-4 COMPSR, SIZE 20-1/2"X11-1/2" | IR04-0085 |  |  | INGERSOLL RAND | W127345
SJG-I | 4320077946 |  | 02-01-52-07 | 4 | KT | ROD, KIT/CONNECTING FOR SEAL H20 BSTR PUMP HI PRES ASH | IR04-0080 |  |  | ROBBINS & MYERS | K0625D
SJG-I | 4320077961 |  | 02-01-52-07 | 1 | EA | ROTOR, PUMP, SEAL WATER BOOSTER PUMPS FOR HP ASH WTR PMP | IR04-0082 |  |  | ROBBINS & MYERS | 3L6-C73061
SJG-I | 4320085543 |  | 02-01-52-07 | 2 | EA | SHAFT, DRIVE, HP SEAL WATER PUMP U4 | IR04-0084 |  |  | PNM MACHINE SHOP | SJS-M315
SJG-I | 4320078134 |  | 02-01-52-07 | 2 | EA | SLEEVE, JOURNAL, I-R HORIZ CNTRFGL PMP MDL 8GT | IR04-0079 |  |  | PNM MACHINE SHOP | SJS-M411
SJG-I | 4320077953 |  | 02-01-52-07 | 1 | EA | STATOR, PUMP, 4" DIA, 31" L, CS/RUBR, THDED, | IR04-0081 |  |  | ROBBINS & BYERS | C4306Q
SJG-I | 3110069535 |  | 02-01-52-08 | 2 | ST | BEARING, BALL, OBSOLETE, SINGLE ROW CONRAD, 3.5433"ID, 6.2992"OD, 1.1811"W, ANGULAR CONT, BIRD MACHINE CO., H010-354-00002-998, (2 PER SET). | IR04-0119 |  |  | BIRD MACHINE | H010-354-00002-998
SJG-I | 3010050890 |  | 02-01-52-08 | 1 | EA | CLUTCH, FOXBORO/JORDAN DRIVE S/N SM-5480 | IR04-0113 |  |  | JORDAN CONTROLS | 68C-017755-001
SJG-I | 3660000831 |  | 02-01-52-08 | 14 | EA | COLLAR, PACKING, NON-ASB, WU: IGNITOR OIL GUNS ON U-3&4 | IR04-0120 |  |  | BABCOCK & WILCOX | BY DESCRP
SJG-I | 4320083183 |  | 02-01-52-08 | 1 | EA | COUPLING, DRIVE, SHAFT, 316 STAINLESS STEEL, WORTHINGTON PUMP CORP, 805720-00, WU:WORTH MOD.JD1080,3X2X8, DEWATER CENTRATE SUMP & BLD WASTE, | IR04-0123 |  |  | WORTHINGTON PUMP | 805720-00
SJG-I | 3010050866 |  | 02-01-52-08 | 5 | EA | DISC, CLUTCH, JORDAN CONTROLS INC., 61A-020926-001 | IR04-0112 |  |  | ARID CONTROLS, INC. | 61A-020926-001
SJG-I | 3010048746 |  | 02-01-52-08 | 1 | EA | DRIVE, UNIT, FOXBORO COMPANY, B0129BC, WU:FOXBORO CONTROLLER 230SM STYLE C, UNITS 3 & 4 | IR04-0111 |  |  | FOXBORO | B0129BC
SJG-I | 3020055293 |  | 02-01-52-08 | 1 | EA | GEAR, 60:1, BRONZE, TRANSAMERCIA DELAVAL, DGO-160G, WU:DELAVAL-DELROYD AGITATOR, CENTRIFUGE FEED TANK AGITATOR, RCC 3+4 | IR04-0114 |  |  | DELEAVAL | DG0-160G
SJG-I | 3040057923 |  | 02-01-52-08 | 1 | EA | GEAR, ASSY/SHFT, JORDAN CONTROLS INC., 68B-014728-001, WU:FOXBORO/JORDAN DRIVE, SERIAL SM-5480, FD FAN INLET, U3&4 | IR04-0117 |  |  | JORDAN CONTROLS | 68B-014728-001
SJG-I | 4320077698 |  | 02-01-52-08 | 1 | EA | IMPELLER, PUMP, 6-1/2"DIA, 316 STNLESS STL, WORTHINGTON PUMPS CORP., 959367, WU:WORTH MOD.D1211, E TUNNEL SUMP, CHEM PLT | IR04-0097 |  |  | WORTHINGTON PUMP | 959367
SJG-I | 4320090964 |  | 02-01-52-08 | 3 | EA | IMPELLER, PUMP, WORTHINGTON PUMP CORP, 630313-00, WU: WORTHINGTON PUMP MDL WDR-16, 6-STAGE, FUEL OIL IGNITOR PUMPS, UNITS 3 & 4 | IR04-0124 |  |  | WORTHINGTON PUMP | 630313-00
SJG-I | 3040057873 |  | 02-01-52-08 | 1 | AS | SHAFT, DRIVE, OUTPUT, JORDAN CONTROLS INC., 68C-018983-001 | IR04-0115 |  |  | ARID CONTROLS, INC. | 68C-018983-001
SJG-I | 4320090972 |  | 02-01-52-08 | 2 | EA | SLEEVE, SHAFT, PUMP MDL WDR-16, 6-STAGE | IR04-0125 |  |  | WORTHINGTON PUMPS | 96211-00
SJG-I | 4730123876 |  | 02-01-52-08 | 1 | EA | TEE, PIPE, 316 SS, 3", 3000 LB, THDED | IR04-0108 |  |  | ANY MFG | BY DESCRP
SJG-I | 3110067729 |  | 02-01-52-09 | 3 | EA | BEARING, DISCHARGE CASE, JOHNSTON PUMPS, 3016938 | IR97-0502 |  |  | JOHNSTON PUMPS | 3016938
SJG-I | 3110067166 |  | 02-01-52-09 | 20 | EA | BEARING, GENERAL ELECTRIC COMPANY, F100B050-14-B15 | IR97-0525 |  |  | GENERAL ELECTRIC | F100B050-14-B15
SJG-I | 3110067158 |  | 02-01-52-09 | 2 | EA | BEARING, GENERAL ELECTRIC, 101A771BD347B | IR97-0524 |  |  | GENERAL ELECTRIC | 101A771BD347B
SJG-I | 2930000241 |  | 02-01-52-09 | 2 | EA | BLADE, FAN, MOTOR, 8-11/16"X1-3/16", GENERAL ELEC, 1531826G01 | IR97-0497 |  |  | GENERAL ELECTRIC CO | 1531826G01
SJG-I | 2825004092 |  | 02-01-52-09 | 1 | EA | BUSHING, GENERAL ELECTRIC COMPANY, 101B246EA-1-41-B27 | IR97-0519 |  |  | GENERAL ELECTRIC CO. | 101B246EA-1-41-B27
SJG-I | 2825004100 |  | 02-01-52-09 | 1 | EA | BUSHING, GENERAL ELECTRIC COMPANY, 101B246EB-1-40-B27 | IR97-0520 |  |  | GENERAL ELECTRIC CO. | 101B246EB-1-40-B27
SJG-I | 2825004670 |  | 02-01-52-09 | 4 | EA | PIN, DOWEL, GENERAL ELECTRIC, 09184668P0006 | IR97-0496 |  |  | GENERAL ELECTRIC CO. | 09184668P0006
SJG-I | 3110065913 |  | 02-01-52-09 | 1 | EA | RODEND, BEARING, GENERAL ELECTRIC COMPANY, F105B037-40-C01 | IR97-0523 |  |  | GENERAL ELECTRIC CO. | F105B037-40-C01
SJG-I | 3040057097 |  | 02-01-52-09 | 4 | EA | SHAFT, DRIVE, PNM MACHINE SHOP, SJS-M360 | IR97-0500 |  |  | ROBBINS & MYERS, INC | 3800072-2M1, 2L-2
SJG-I | 2825004589 |  | 02-01-52-09 | 2 | EA | STRAP, GENERAL ELECTRIC CO, 297A2330P0001 | IR97-0495 |  |  | GENERAL ELECTRIC CO. | 297A2330P0001
SJG-I | 4320080379 |  | 02-01-52-10 | 1 | EA | CAGE, SEAL, MORRIS PUMPS, 523, WU: MORRIS 1ST & 2ND STAGE EVAPORATOR CIRC PROPELLER PUMP | IR97-0450 |  |  | MORRIS PUMPS | 523
SJG-I | 4130000179 |  | 02-01-52-10 | 2 | EA | COIL, COOLING CHEMONITOR, STEAM, STAINLESS STEEL, 5000PSI | IR97-0449 |  |  | CALGON CORP | 350310592
SJG-I | 4820123646 |  | 02-01-52-10 | 1 | EA | VALVE, PILOT, GENERAL ELECTRIC COMPANY, 101B284BR-9-2-B23 | IR97-0463 |  |  | GENERAL ELECTRIC CO. | 101B284BR92B23
SJG-I | 3110065681 |  | 02-01-52-11 | 2 | EA | BEARING, GENERAL ELECTRIC CO, 101A771DB | IR96-1870 |  |  | GENERAL ELECTRIC CO. | 101A771DB
SJG-I | 3110068685 |  | 02-01-52-11 | 6 | EA | BEARING, GENERAL ELECTRIC CO, 101A771DB-18-3-B15 | IR97-0526 |  |  | GENERAL ELECTRIC CO. | 101A771DB-18-3-B15
SJG-I | 3110068693 |  | 02-01-52-11 | 4 | EA | BEARING, GENERAL ELECTRIC CO, 101A777AB-35-47-B17 | IR97-0527 |  |  | GENERAL ELECTRIC CO. | 101A777AB-35-47-B17
SJG-I | 3110065673 |  | 02-01-52-11 | 2 | EA | BEARING, GENERAL ELECTRIC, 101A771BC213B | IR97-0521 |  |  | GENERAL ELECTRIC | 101A771BC213B
SJG-I | 3110068735 |  | 02-01-52-11 | 2 | EA | BEARING, GENERAL ELECTRIC, 101A771BD343 | IR97-0528 |  |  | GENERAL ELECTRIC | 101A771BD343
SJG-I | 3110068891 |  | 02-01-52-11 | 1 | EA | BEARING, OPPOSITE END/OUTBD, INSLATD, GEN ELEC, 34C540021701 | IR97-0488 |  |  | GENERAL ELECTRIC CO | 34C540021701
SJG-I | 2825004431 |  | 02-01-52-11 | 2 | EA | COLLECTOR, AUTO-SAMPLER, WESTINGHOUSE ELECTRIC, B1012-A-027 | IR97-0486 |  |  | WESTINGHOUSE ELECTRI | B1012-A-027
SJG-I | 2825003201 |  | 02-01-52-11 | 1 | EA | FITTING, TUBE, WESTINGHOUSE ELECTRIC COR, 879C919006 | IR97-0484 |  |  | WESTINGHOUSE ELECTRI | 879C919006
SJG-I | 3020053173 |  | 02-01-52-11 | 1 | EA | GEAR, WORM, PRIMARY, WESTINGHOUSE ELECTRIC COR, 46-30605-60 | IR97-0487 |  |  | WESTINGHOUSE ELECTRI | 46-30605-60
SJG-I | 4320079918 |  | 02-01-52-11 | 2 | EA | PUMP, LUBE OIL | IR97-0492 |  |  | VIKING PUMP | BY DESCRP
SJG-I | 4810136947 |  | 02-01-52-12 | 1 | AS | BALL, ASSEMBLY, VALVE, 2", FISHER CONTROLS, 38A6211X042 | IR98-0145 |  |  | FISHER CONTROLS | 38A6211X042
SJG-I | 3110071648 |  | 02-01-52-12 | 1 | EA | BEARING, SPHERICAL ROLLER, TAP BORE, 3.4"X5.9"X1.4", SKF INDUSTRIES, 2216CCK-C3 | IR98-0137 |  |  | SKF INDUSTRIES | 2216CCK-C3
SJG-I | 4540000769 |  | 02-01-52-12 | 18 | EA | ELEMENT, ELECTRICAL, HEATING, 480 V, 1299 A, 10K W, 3 PH/60 | IR08-0037 |  |  | CLEAVER BROOKS CO. | 797-1305
SJG-I | 4320084348 |  | 02-01-52-12 | 2 | EA | HEAD, OBSOLETE, ROTARY, 1-3/4"DIA, SIER BATH GEAR CO, 2107360131, -WU: SIER BATH NF INTERNAL SCREW PUMP, S/N P-22946-1&2, #3 IGNITOR FUEL OIL PUMP | IR97-0509 |  |  | SIER BATH GEAR CO | 2107360131
SJG-I | 4320075932 |  | 02-01-52-12 | 1 | EA | IMPELLER, OBSOLETE/PUMP, 7-7/8" DIA, 316SS, ABS PUMP CO, C5519SB | IR98-0139 |  |  | LAWRENCE PUMP | S5519SB
SJG-I | 4320083316 |  | 02-01-52-12 | 1 | EA | KEY, MECHANICAL, IMPLR, 1-1/4"W, 9"L, 1-1/4"THK, JOHNSTON PU | IR98-0141 |  |  | FLOWSERVE RED CORPOR | 416HT
SJG-I | 4310074259 |  | 02-01-52-12 | 1 | EA | PLATE, CONTOUR/OIL SIDE, MILTON ROY COMPANY, 298-0019-106 | IR97-0505 |  |  | MILTON ROY COMPANY | 298-0019-116
SJG-I | 4320084371 |  | 02-01-52-12 | 2 | EA | SEAT, STATIONARY, 1.75" | IR97-0510 |  |  | SIER BATH GEAR CO | 2101680245
SJG-I | 4320084785 |  | 02-01-52-12 | 1 | EA | SHAFT (PNM MACHINE SHOP, SJS-M617) | IR97-0512 |  |  | WORTHINGTON | 21147871
SJG-I | 4320084694 |  | 02-01-52-12 | 5 | EA | SHAFT, DRIVE, ASSY, MILTON ROY COMPANY, 252-0034-100 | IR97-0511 |  |  | MILTON ROY COMPANY | 252-0034-100
SJG-I | 4320077896 |  | 02-01-52-12 | 2 | EA | SLEEVE, SHAFT, PUMP | IR97-0506 |  |  | WORTHINGTON | 99016921
SJG-I | 4320086723 |  | 02-01-52-12 | 1 | EA | SLEEVE, SHAFT, PUMP, 316 SS, GOULDS 825300E031209 | IR97-0516 |  |  | GOULDS PUMPS | 825300E031209
SJG-I | 5999274763 |  | 02-01-52-13 | 2 | EA | BOARD, CIRCUIT, OBSOLETE/ PRINTED, AMP/CNTRLLER, ROSEMOUNT ANALYTICAL, 499689-003 | IR97-0659 |  |  | ROSEMOUNT | 499689003
SJG-I | 5930235519 |  | 02-01-52-13 | 1 | EA | FLOAT, KIT, SW, 5'STNLESS STL RD, 7"DIA SS FLOAT, SQUARE D. COMPANY, 9049-DRA-2 | IR97-0643 |  |  | SQUARE D CO | 9049DRA2
SJG-I | 3110063041 |  | 02-01-52-14 | 1 | EA | COVER, BEARING, END, INGERSOLL RAND COMPANY, 275B158AX1 | IR04-0093 |  |  | INGERSOLL-RAND COMPA | 275B158AX1
SJG-I | 4520087901 |  | 02-01-52-14 | 4 | EA | HEATER, ELECTRIC, IMMERSION, 120V, 15002, 2"MNPT, MOIST TIGH | IR04-0104 |  |  | CHROMALOX | PCN-288518
SJG-I | 3010049140 |  | 02-01-52-14 | 3 | EA | MOTOR, TORQUE, ELECTRIC | IR98-0129 |  |  | BAILEY CONTROLS | 5327449R2
SJG-I | 3660000922 |  | 02-01-52-14 | 1 | EA | REDUCER, GEAR, 1800 RPM, .51 HP, 1, 100:1, LIMESLAKER GRIT | IR04-0094 |  |  | WINSMITH | 3MSFD
SJG-I | 4320076005 |  | 02-01-52-14 | 1 | EA | RING, CHNL, HP ASH WATER PMP MODEL 8GT | IR04-0096 |  |  | PNM MACHINE SHOP | SJS-M334
SJG-I | 3040057881 |  | 02-01-52-14 | 1 | EA | SHAFT, ASSY/SCR, JORDAN CONTROLS INC., 68B-019356-001 | IR04-0116 |  |  | JORDAN CONTROLS, INC | 68B-019356-001
SJG-I | 6350000243 |  | 02-01-52-16 | 1 | EA | ALARM, OBSOLETE, W/ HIGH ALARM ACCS, ABB KENT-TAYLOR INC, 1018NA12200 | IR97-0440 |  |  | ABB KENT TAYLOR | 1018NA12200
SJG-I | 6350000219 |  | 02-01-52-16 | 2 | EA | BELL, 4", 125 VDC, CHEMATRON FIRE SYSTEM, 100300870 | IR97-0439 |  |  | CHEMATRON FIRE SYSTE | 100300870
SJG-I | 5999269128 |  | 02-01-52-16 | 1 | EA | BOARD, CIRCUIT, OBSOLETE/ PRINTED, VLV POSNER, ROSEMOUNT ANALYTICAL, 2822-A-19601 | IR97-0433 |  |  | ROSEMOUNT | 2822A19601
SJG-I | 5925230517 |  | 02-01-52-16 | 1 | EA | BREAKER, CIRCUIT, THERM MAG, 480 V, 30 A, 2, ABB POWER T&D CO., EHB2030 | IR97-0430 |  |  | ABB POWER T&D CO | EHB2030
SJG-I | 3010049959 |  | 02-01-52-16 | 3 | EA | GEARMOTOR, W/BRAKE, 115V, 60 HZ, 1 RPM, UCC, 42006-2 | IR97-0416 |  |  | UNITED CONVEYOR CORP | 420062
SJG-I | 5999274102 |  | 02-01-52-16 | 16 | EA | MODULE, AUXILIARY RELAY, 240VDC | IR97-0434 |  |  | BAILEY CONTROLS | 6624913F1
SJG-I | 5999274417 |  | 02-01-52-16 | 6 | EA | MODULE, MULTIPLIER/SPLIT, BAILEY CONTROLS COMPANY, 6624080T1 | IR07-0618 | IR97-0435 |  | BAILEY CONTROLS COMP | 6624080M1
SJG-I | 5365216182 |  | 02-01-52-16 | 3 | AS | RING, SEGMENTED, ASSEMBLY | IR97-0429 |  |  | BTG INC | 18
SJG-I | 6645327856 |  | 02-01-52-16 | 4 | EA | TIMER, ELEC, TD, 120V, 10A, .1-10 SEC, GTE SYLV, ECGRLY4845K | IR97-0442 |  |  | GTE SYLVANIA ELECTRI | ECGRLY4845K
SJG-I | 5975265900 |  | 02-01-52-17 | 1 | EA | SHELF, KIT/SNGL UNIT, W/TERM BDS, LEEDS/NRTHRP, 460-17171C | IR97-0651 |  |  | LEEDS & NORTHRUP | 460-171-71-C
SJG-I | 4540000082 |  | 02-01-52-21 | 52 | FT | CABLE, HEAT TRACE, SELF LIMITING, 120 V, 15, RAYCHEM CORPORATION, 15HTV1 | IR04-0105 |  |  | RAYCHEM CORP | 15HTV1
SJG-I | 4730124262 |  | 02-01-52-21 | 8 | EA | ELBOW, PIPE, FIBERGLASS, 3", LONG RADIUS, 90 DEG, AMERON, 3023800, WU: RCC PIPING | IR04-0109 |  |  | AMERON | 3023800
SJG-I | 5925232067 |  | 02-01-52-22 | 3 | EA | BREAKER, CIRCUIT, OBSOLETE, 600 AC/250 DC V, 30 A, 2, PLG-IN, SQUARE D. COMPANY, FH-26030-BC | IR97-0431 |  |  | SQUARE D CO | FH26030BC
SJG-I | 4320079108 |  | 02-01-52-22 | 1 | EA | COLLAR, THRUST, JOHNSTON PUMP FACTORY, 133063-BG | IR97-0419 |  |  | JOHNSTON PUMP FACTOR | 133063-BG
SJG-I | 6105291063 |  | 02-01-52-22 | 1 | EA | MOTOR, ELECTRIC, 1140 RPM | IR97-0438 |  |  | BALDOR ELECTRIC | 3067
SJG-I | 5930232920 |  | 02-01-52-23 | 1 | EA | BOX, ELECTRICAL, SWITCH, WESTINGHOUSE ELEC, 677J444G02 | IR97-0432 |  |  | WESTINGHOUSE ELECTRI | 677J444G02
SJG-I | 5330180851 |  | 02-01-52-23 | 25 | ST | GASKET, KIT, OBSOLETE, FLOW, (2) PORT GASKETS, (1) MAIN BODY GASKET, NON-ASB, A.P.V. EQUIPMENT CO, H20125 | IR97-0428 |  |  | A.P.V. EQUIPMENT CO | H20125
SJG-I | 5999279960 |  | 02-01-52-23 | 1 | EA | POWERSUPPLY, 22/24, GENERAL ELECTRIC COMPANY, U6028ABXP0001 | IR97-0436 |  |  | GENERAL ELECTRIC CO. | U6028ABXP0001
SJG-I | 4810122368 |  | 02-01-52-23 | 1 | EA | VALVE, 3-WAY, 120V, 1.25A, SOLENOID, .75", 325 PSI, 50/60HZ | IR97-0424 |  |  | ITT GENERAL CONTROLS | HOV13A167T168
SJG-I | 5130000929 |  | 02-02-01-23 | 6 | EA | HOLDER, DISC, THREE M CO, 917 | IR00-0319 | 3M/GENERAL OFFICES | 917 | SUPPLIERS TO INDUSTR | BY DESCRP
SJG-I | 0100003843 |  | 02-02-02-06 | 79 | ST | CLIP, SLIDING, SPACER SET, 2" DIA, 2-3/8" CNTR, POWER IND, 2-6830-A-HK, WU: REHEATER U-1 & PRIMARY SUPER HEAT U-4 | 0100003843 |  |  | POWER INDUSTRIAL SER | 2-6830-A-HK
SJG-I | 3950000426 |  | 02-02-04-23 | 2 | AS | COLLECTOR, 35 A, 24 BRSH, GLEASON REEL, 02482402 | IR97-0249 |  |  | GLEASON REEL | 2482402
SJG-I | 5960000312 |  | 02-02-15-24 | 1 | EA | TUBE, PICTURE, ELECTRONIC, ARVIN DIAMOND, BY DESC | IR96-0295 |  |  | ARVIN DIAMOND | BY DESCRP
SJG-I | 4320083928 |  | 02-02-17-06 | 2 | EA | PLUNGER, GE 101B450CB-6-17, WU:BOILER FEED PMP TURB, U3&4 | IR90-0420 |  |  | GENERAL ELECTRIC COR | 101B450CB-6-17
SJG-I | 3110066473 |  | 02-02-17-10 | 1 | EA | BEARING, JOURNAL 3-1/4X2.5X3.5, KSB TECHNICAL, 310-1 | IR96-1867 |  |  | KSB TECHNICAL | 310-1
SJG-I | 1950001121 |  | 02-02-17-10 | 1 | EA | BUSHING, VALVE, INTERCEPTOR, WESTINGHOUSE ELECTRIC COR, 654B | IR90-0152 |  |  | WESTINGHOUSE ELECTRI | 654B783001
SJG-I | 5310157671 |  | 02-02-17-10 | 1 | EA | NUT, HOLE 100-101, WESTINGHOUSE 627C680031 | IR99-0346 |  |  | WESTINGHOUSE | 627C680031
SJG-I | 5310157697 |  | 02-02-17-10 | 2 | EA | NUT, HOLE 102-103, WESTINGHOUSE, 627C678028 | IR99-0305 |  |  | WESTINGHOUSE | 627C678028
SJG-I | 5310156863 |  | 02-02-17-10 | 1 | EA | NUT, SHAFT SLEEVE, HASTALLOY C | IR99-0297 |  |  | ABS PUMP CO | BY DESCRP
SJG-I | 1950001568 |  | 02-02-17-10 | 1 | EA | RING, SEAL, HELIX/RT HAND | IR90-0066 |  |  | WESTINGHOUSE | 501C840G01
SJG-I | 1950003218 |  | 02-02-17-10 | 2 | EA | RING, SEALING | IR90-0179 |  |  | GENERAL ELECTRIC | 09131722G0001
SJG-I | 1950003226 |  | 02-02-17-10 | 3 | EA | RING, SEALING | IR90-0180 |  |  | GENERAL ELECTRIC | 0109B609G0001
SJG-I | 1950001063 |  | 02-02-17-10 | 5 | EA | RING, SPACER, WESTNGHOUSE, 787D264001 | IR90-0048 |  |  | WESTINGHOUSE | 787D264001
SJG-I | 1950001691 |  | 02-02-17-10 | 2 | EA | SEAL, PRESSURE, RNG, WESTINGHOUSE ELECTRIC COR, 652D424018 | IR96-1785 |  |  | WESTINGHOUSE ELECTRI | 652D424018
SJG-I | 1950002681 |  | 02-02-17-10 | 2 | EA | SEAT, VALVE, GENERAL ELECTRIC, 183A4681P0001 | IR96-1814 |  |  | GENERAL ELECTRIC CO. | 183A4681P0001
SJG-I | 5310157432 |  | 02-02-17-10 | 3 | EA | WASHER, MALE, WESTINGHOUSE ELECTRIC, 363B413014, MDL COD | IR99-0302 |  |  | TURGENAUX | 363B413014
SJG-I | 5310157192 |  | 02-02-17-10 | 61 | EA | WASHER, NITRIDED STL, WESTINGHOUSE ELECTRIC COR, 363B412009, | IR99-0298 |  |  | TURGENAUX | 363B412009,
SJG-I | 4810135691 |  | 02-02-17-19 | 1 | EA | BODY & RACK ASSY, SERIES 70-4510, FISCHER-PORTER, 668A313U01 | IR90-0393 |  |  | FISCHER-PORTER | 668A313U01
SJG-I | 5365214872 |  | 02-02-32-11 | 3 | EA | RING, SEGMENT | IR00-0367 |  |  | GENERAL ELECTRIC | U699C070S0560
SJG-I | 5365214880 |  | 02-02-32-11 | 43 | EA | RING, SEGMENT | IR00-0368 |  |  | GENERAL ELECTRIC | U699C071B0475
SJG-I | 5975257873 |  | 02-02-39-16 | 1 | EA | BOX, ELECTRICAL, JCTN, 20-50 W/ 3.0 OHM, GENERAL CATHODIC PROT, BY DESCRP, OBSOLETE, TO BE DELETED. | IR96-0309 |  |  | GENERAL CATHODIC PRO | BY DESCRP
SJG-I | 5961002895 |  | 02-02-41-17 | 3 | EA | DIODE, ZENER, 16 V, 50 W, GENERAL ELECTRIC COMPANY, 44A33797 | IR01-0546 |  |  | GENERAL ELECTRIC CO. | 44A3379
SJG-I | 0100006961 |  | 02-02-41-17 | 6 | EA | FAN, ELECTRIC, AXIAL, FAD1, 24 VDC, 2.88 W, 3800 RPM, SIEMENS ENERGY, A5E30653347, WU: U-1 1A & 1B ID FAN VFD | 0100006961 |  |  | SIEMENS INDUSTRY INC | A5E30653347
SJG-I | 0100007045 |  | 02-02-41-17 | 2 | EA | FUSE, CURRENT LIMITING, 600 VAC/300 VDC, 450A, TIME DELAY, CLASS J, BOLTED BLADE END CONNECTION, LITTLEFUSE, JTD450ID, WU: U-1 COOLING TOWER VFD | 0100007045 | BORDER STATES | 868503 | LITTLEFUSE | JTD450ID
SJG-I | 5920232724 |  | 02-02-41-17 | 3 | EA | FUSE, CURRENT LIMITING, OEM, GENERAL ELECTRIC DIST, 55A2122942P4RB, WU: U-1 SWGR 01AA, ABSORBER RECIRC CUBICLES, MAYBE PJFF AIR COMPRESSORS | 5920232724 |  |  | GENERAL ELECTRIC CO | 55A2122942P4RB
SJG-I | 0100006030 |  | 02-02-41-17 | 2 | EA | FUSE, MODEL F309, 250VAC, 5A, 1/4 X 1 1/4, AMETEK, 03-750501 | 0100006030 |  |  | AMETEK | 03-750501-00
SJG-I | 0100006031 |  | 02-02-41-17 | 2 | EA | FUSE, MODEL FU301-303, 250VAC, 100A, (MIN) SEMI, AMETEK, 03-752113-00 | 0100006031 |  |  | AMETEK | 03-752113-00
SJG-I | 5920228243 |  | 02-02-41-17 | 3 | EA | FUSE, ONE-TIME, CRTG, NON-TD, 600 V, 10 A, 50 K, K5, BUSSMAN | 5920228243 |  |  | THE BETATRON CORPORA | BY DESCRP
SJG-I | 0100006069 |  | 02-02-41-17 | 1 | EA | FUSE, POWER CELL, 690 VAC, 6 RB, 55 DA, SIEMENS, A1A095786, WU:U1 VFD BUILDING | 0100006069 | FERRAZ SHAWMUT | PC72GB69V550DIA | SIEMENS | A1A095786
SJG-I | 0100006078 |  | 02-02-41-17 | 1 | EA | FUSE, POWER, SUPPLY, 2 A, 690 V, SIEMENS, A1A091284, WU:U1 VFD BUILDING | 0100006078 | FERREZ SHAWMUT | FR14AM69V2 | SIEMENS | A1A091284
SJG-I | 4520087802 |  | 02-02-41-17 | 1 | EA | HEATER, ELECTRIC, SYS, 100 DEG F, O'BRIEN CORPORATION, E100C | 4520087802 |  |  | O'BRIEN CORPORATION | E100CD1
SJG-I | 2825004738 |  | 02-02-41-17 | 6 | EA | HOLDER, BRUSH, GENERAL ELECTRIC, 0751E532G0001 | IR90-0039 |  |  | GENERAL ELECTRIC CO. | 0751E532G0001
SJG-I | 6350000060 |  | 02-02-41-17 | 2 | EA | HORN, ALARM, ELEC, 125 DC V, 0.5 A,, FEDERAL SIGNAL CORP., SIG, A1A, WU:UNIT 1 ALARM SYS H2 SEAL OIL PANEL | 6350000060 |  | CONSOLIDATED ELECTRI | FEDERAL SIGNAL CORP. | A1A
SJG-I | 5930231799 |  | 02-02-41-18 | 1 | EA | OPERATOR, SWITCH/TD, PUSHBTTN, MOMENTARY, CUTLER-HAMMER, INC | 5930231799 |  |  | ARGO INTERNATIONAL C | BY DESCRP
SJG-I | 0100006081 |  | 02-02-41-18 | 1 | EA | PANEL, CONTROL, KIDDIE AEGIS, KIDDIE FIRE SYSTEMS, 84-732001 | 0100006081 | FENWAL | 30-732001-001 | KIDDIE FIRE SYSTEMS | 84-732001-001
SJG-I | 0100006075 |  | 02-02-41-18 | 1 | EA | POWERSUPPLY, 700W, SIEMENS, A1A0100275, | 0100006075 |  |  | SIEMENS | A1A0100275
SJG-I | 0100006080 |  | 02-02-41-18 | 1 | EA | POWERSUPPLY, BYPASS, SIEMENS, A1A363634.01, | 0100006080 |  |  | SIEMENS | A1A363634.01
SJG-I | 0100006029 |  | 02-02-41-18 | 2 | EA | RECTIFIER, POWER BLOCK, SCR301-306, 1200V, 90AAV, 800US, DL, | 0100006029 |  |  | AMETEK | 03-625107-10
SJG-I | 3433000274 |  | 02-02-41-18 | 1 | EA | REGULATOR, PRESSURE, HYDROGEN MANIFOLD, 2-STAGE, UNION CARBI | 3433000274 |  |  | NOEL'S, INC. | BY DESCRP
SJG-I | 5945245032 |  | 02-02-41-18 | 4 | EA | RELAY, AUXILIARY, CNTRL, 125 V, 10 A, 1 NO 1 NC, 60 HZ,TERM SCR, GENERAL ELECTRIC CO. 12HGA11J52, WU: GE EXCITER-REGULATOR SYSTEM, 1355KW, 500V, S/N 170X650, U-1 | 5945245032 | GENERAL ELECTRIC CO | 12HGA11H52 | GENERAL ELECTRIC CO | 12HGA11J52
SJG-I | 5945246493 |  | 02-02-41-18 | 1 | EA | RELAY, MINTR, 12 DC V, ENCLSD, GUARDIAN ELEC MFG, 1335-2C-12D, WU:U-1 & 01 AREA INVERTERS | 5945246493 | NEWARK ELEMENT | 67F5629 | GUARDIAN ELECTRIC MF | 1335-2C-12D
SJG-I | 5962253208 |  | 02-02-43-04 | 2 | EA | CIRCUIT, INTEGRATED AMPL/OPERATIONAL ABB KENT TAYL 129S821 | IR07-0284 |  |  | ABB KENT-TAYLOR INC | 129S821
SJG-I | 5962253018 |  | 02-02-43-04 | 2 | EA | CIRCUIT, INTEGRATED QUAD/DUAL INPUT ABB KENT-TAYLO 129S4011H | IR07-0285 |  |  | ABB KENT-TAYLOR INC | 129S4011H
SJG-I | 6685369487 |  | 02-02-43-04 | 4 | EA | ISOLATOR, 6PIN DIP/OPTO GTE SYLVANIA ECG 3045 | IR07-0286 |  |  | GTE SYLVANIA, ELECTR | ECG 3045
SJG-I | 6240314820 |  | 02-02-43-04 | 2 | EA | LIGHT, INDICATING 120PSB 120V FULL VAGE/W/O LENS CHICAGO 13P | IR07-0287 |  |  | CHICAGO PNEUMATIC | 13PS-4281
SJG-I | 3830000059 |  | 02-02-43-04 | 2 | EA | LINK, FUSIBLE TENNANT COMPANY SK1511 | IR07-0288 |  |  | TENNANT COMPANY | SK1511
SJG-I | 5330216689 |  | 02-02-43-04 | 2 | EA | O-RING, 1-3/8"ID 1-1/2"OD 1/16"THK VITON NATLOILSEAL 028 | IR07-0315 |  |  | NATIONAL OIL SEAL DI | 028
SJG-I | 3990000113 |  | 02-02-43-04 | 6 | EA | PLATE, GATE DISC 12"DIA UCC 19658-1 | IR07-0326 |  |  | UNITED CONVEYOR CORP | 19658-1
SJG-I | 5999280273 |  | 02-02-43-04 | 1 | EA | POWERSUPPLY, (CEM) THERMO ELECTRON CORP 6575 | IR07-0328 |  |  | THERMO ELECTRON CORP | 6575
SJG-I | 5999281073 |  | 02-02-43-04 | 1 | EA | POWERSUPPLY, AC-DC HATHAWAY BETA PROCESS INS 812725-001 | IR07-0320 |  |  | HATHAWAY BETA PROCES | 812725-001
SJG-I | 5999287617 |  | 02-02-43-04 | 1 | EA | POWERSUPPLY, SOLA ELECTRIC,DIV. OF SOL, 89F1249, CEM | IR07-0314 |  | NEWARK ELECTRONICS | SOLA ELECTRIC,DIV. O | 89F1249
SJG-I | 3020054460 |  | 02-02-44-11 | 2 | EA | COVER, GRIDMEMBER, 7F, FALK CORP, 7F COVER | IR09-0016 |  |  | FALK CORPORATION | 7F COVER
SJG-I | 4810119265 |  | 02-02-44-11 | 1 | EA | VALVE, SOLENOID, 125V, FORNEY INTERNATIONAL, 07581200 | IR09-0018 |  |  | FORNEY CORPORATION | 07581200
SJG-I | 6210000219 |  | 02-02-44-17 | 4 | EA | FIXTURE, LIGHT, HIGH INTENSITY DISCH, H-39, 120 V, 175 W, 60 | IR07-0139 |  |  | CONSOLIDATED ELECTRI | BY DESCRP
SJG-I | 6105287939 |  | 02-02-44-17 | 1 | EA | MOTOR, ELECTRIC, 1HP 1725RPM P56 FRAME 460V 3PH TYPE P DAYTON ELE | IR07-0306 |  |  | DAYTON ELEC. MFG. | 3N-251
SJG-I | 5365210953 |  | 02-02-44-17 | 4 | EA | RING, WEAR CSNG PNM MACHINE SHOP SJS-M333 | IR07-0350 |  |  | INGERSOLL-RAND COMPA | 8GT6AX1-20H
SJG-I | 3020051052 |  | 02-02-44-17 | 8 | EA | SPROCKET, DRIVE, CHAIN/HARDENED, 1-7/8"BORE, 10.110"OD, 1", | IR07-0368 |  |  | ADVANCE SUPPLY & PUM | BY DESCRP
SJG-I | 6685360205 |  | 02-02-44-17 | 2 | EA | THERMOSTAT, CONTROL, SPACE HTR, EXPLOSION RESISTANT, WHITE-RODGERS DIVISION, 2A20-2 | IR07-0363 |  |  | EMERSON ELECTRIC COM | BY DESCRP
SJG-I | 6685371376 |  | 02-02-44-17 | 1 | EA | TRANSMITTER, FLOW, ACROMAG, INC, 160T-K-I-U-1, CEM | IR07-0361 |  |  | ACROMAG INC. | 160T-K-I-U-1
SJG-I | 4720000837 |  | 02-02-45-10 | 2 | AS | HOSE, ASSY/OIL, 5'6"L, 500 PSI, FEM, AIR RELIEF INC.,12N9988 | 4720000837 |  |  | AIR RELIEF | 12N99885
SJG-I | 5330197939 |  | 02-02-45-10 | 1 | EA | RING, SEALING, BREECH LOCK, ANCHOR DARLING VALVE COMP, 3-S-1 | 5330197939 |  |  | FLOWSERVE FCD CORPOR | 3-S-11012-V4
SJG-I | 0000000952 |  | 02-02-45-13 | 10 | EA | BEARING, SLEEVE, BOWL, UNIT 2 HOTWELL PUMP | 0000000952 |  |  | PNM MACHINE SHOP | SJS-M730
SJG-I | 0000000950 |  | 02-02-45-13 | 3 | EA | BEARING, SLEEVE, SPIDER, UNIT 2 HOTWELL PUMP | 0000000950 |  |  | PNM MACHINE SHOP | SJS-M722
SJG-I | 5975265744 |  | 02-02-45-13 | 2 | EA | BUSHING, ELEC, FRNT, 60KV V, 1200A, GEN ELEC, 0845D123G0001 | IR90-0252 |  |  | GENERAL ELECTRIC COM | 0845-D-123G001
SJG-I | 5365217669 |  | 02-02-45-13 | 3 | EA | BUSHING, LOW, BRONZE, WESTINGHOUSE ELECTRIC, 10, WU: WESTINGHOUSE FD FAN | IR01-0959 |  |  | WESTINGHOUSE ELECTRI | 10
SJG-I | 5365217651 |  | 02-02-45-13 | 3 | EA | BUSHING, UP, BRONZE, WESTINGHOUSE ELECTRIC, 9, WU:FD FAN | IR01-0958 |  |  | WESTINGHOUSE ELECTRI | 9
SJG-I | 0100002533 |  | 02-02-45-13 | 16 | EA | CAP, TUBE, 2.255" OD, 3" L , A105, SOCKET WELD | 0100002533 |  |  | PNM MACHINE SHOP | SJS-M1048
SJG-I | 0000000954 |  | 02-02-45-13 | 4 | EA | COUPLING, DRIVE SHAFT, UNIT 2 HOTWELL PUMP | 0000000954 |  |  | PNM MACHINE SHOP | BY DESCRP
SJG-I | 0100000853 |  | 02-02-45-13 | 2 | EA | DISC, VALVE, ASSY, 8", 600 LB W/LUGS, ATWOOD-MORRIL, 32427-232-30-34-121, WU: U2 8" NON-RETURN VLVS | 0100000853 |  |  | ATWOOD-MORRIL | 32427-232-30-34-121
SJG-I | 5365210573 |  | 02-02-45-13 | 1 | EA | RING, BREECH LOCK SEAL, ANCHOR DARLING VLV, 3-FAS-919V17, U- | 5365210573 |  |  | FLOWSERVE FCD CORPOR | 3-FAS-919V17
SJG-I | 5330217885 |  | 02-02-45-13 | 2 | EA | SEAL, OUTBD, GENERAL ELECTRIC CO, 34B770680-002 | IR01-0152 |  |  | ARGO INTERNATIONAL C | 34B770680-002
SJG-I | 5330221382 |  | 02-02-45-13 | 2 | EA | SPACER, PACKING, CONTROL COMPONENTS 120401085 | IR97-0309 |  |  | CONTROL COMPONENTS | 120401085
SJG-I | 5307151059 |  | 02-02-45-13 | 1 | EA | STUD, DOWEL, 1-1/2"DIA, 6-1/2"L, PNM MACHINE SHOP, SJS-M536 | 5307151059 |  |  | PNM MACHINE SHOP | SJS-M536
SJG-I | 5340188688 |  | 02-02-45-13 | 2 | EA | WASHER, PANT-LEG, 1-1/2", 3"OD, 4", STL, ROSEMOUNT ANALYTICA | 5340188688 |  |  | ROSEMOUNT ANALYTICAL | 184967H05
SJG-I | 5340188746 |  | 02-02-45-13 | 20 | EA | WASHER, PANT-LEG, 3/4", 1-1/2"OD, 2", BRS, WESTINGHOUSE ELEC | 5340188746 |  |  | WESTINGHOUSE ELECTRI | 121A096L33
SJG-I | 6210000185 |  | 02-02-45-20 | 1 | EA | GLOBE, FIXTURE, BEACON, 7"ID X 7-1/2"OD DIA, 9-3/8"L, GL, RE | IR07-0270 |  |  | CONSOLIDATED ELECTRI | BY DESCRP
SJG-I | 6685370063 |  | 02-02-45-20 | 1 | EA | TRANSMITTER, LEEDS & NORTHRUP 745926 | IR07-0373 |  |  | LEEDS & NORTHRUP | 745926
SJG-I | 4820126243 |  | 02-02-45-20 | 2 | EA | VALVE, DIAPHM NRMAY OPEN 1/2" (CEM)GRINNELL SUPLY 20473112R2 | IR07-0377 |  |  | GRINNELL SUPPLY SALE | 2407-3112-R2
SJG-I | 6250000079 |  | 02-02-45-24 | 5 | EA | BALLAST, LIGHTING, 277 V THE GENLYTE GROUP MM176CC | IR07-0094 |  |  | THE GENLYTE GROUP | MM176CC
SJG-I | 3040055455 |  | 02-02-45-24 | 5 | EA | CAP, RD ASSY, UCC, 4401-37 | 3040055455 |  |  | UNITED CONVEYOR CORP | 4401-37
SJG-I | 5010002581 |  | 02-02-45-24 | 11 | EA | ELEMENT, FILTER, AIR, 8-1/4"W, 16-5/8"L, 5/8"THK, CARDBD FRAME, KOCH FILTER CORPORATION, C & I 8-1/4 X 16-5/8 X 5 | IR07-0099 |  |  | KOCH FILTER CORPORAT | C & I 8-1/4 X 16-5/
SJG-I | 6105290560 |  | 02-02-45-24 | 1 | EA | GUARD, MTR, TRANE AIR CONDITIONING, GRD108 | IR07-0041 |  | MCKEE SERVICE AGENCY | TRANE AIR CONDITIONI | GRD108
SJG-I | 6105291451 |  | 02-02-45-24 | 1 | EA | MOTOR, ELECTRIC, 480V 60HZ 0.10A UNIVERSAL MFG 168-303-439-003 | IR07-0105 |  |  | UNIVERSAL MFG CORP. | 168-303-439-003
SJG-I | 6695393154 |  | 02-02-45-24 | 2 | EA | RECORDER, INSTRUMENT SINGLE PEN/1.5 SEC RESPNS ABB KENT-TAYL | IR07-0119 |  |  | ABB KENT-TAYLOR INC | 1321JA14102
SJG-I | 3910000136 |  | 02-02-45-24 | 6 | AS | WHEEL, ASSY/THRUST, W/BRG, UCC, 13608 | IR07-0083 |  |  | UNITED CONVEYOR CORP | 13608
SJG-I | 5330177196 |  | 02-02-46-03 | 6 | EA | GASKET, NON-ASBESTOS, UCC, 408343, WU: UCC FLY ASH HANDLING SYSTEM | IR05-0210 |  |  | HELMICK CORP | SK-408343
SJG-I | 5330218750 |  | 02-02-46-03 | 3 | EA | GASKET, SPIRAL WOUND, BONNET, 11-1/4"ID, 12"OD, 316 SS, NON-ASB, VALTEK INC, 002381-868-000, WU: VALTEK 10" VALVES, PV332D & PV432 D, U-3&4 | IR05-0211 |  |  | FLOWSERVE FCD CORPOR | 002381-868-000
SJG-I | 5820000262 |  | 02-02-46-03 | 1 | EA | NOSE PIECE, ARVIN/DIAMOND C/O FRANK G, 906801054 | IR05-0217 |  |  | DIAMOND ELECTRONICS, | 906801054
SJG-I | 5330219485 |  | 02-02-46-03 | 2 | EA | PACKING, KIT, VLV, (1) PSTN, (3) SEALS, (3) O-RINGS, (4) CAP | IR05-0216 |  |  | ENGINEERED EQUIPMENT | BY DESCRP
SJG-I | 5330185801 |  | 02-02-46-03 | 2 | EA | RETAINER, SHFT SEAL, ABEX CORPORATION, 035-40961 | IR05-0214 |  |  | ABEX CORPORATION, DE | 035-4098
SJG-I | 4810118986 |  | 02-02-46-03 | 1 | EA | RING, ADJUSTING, LOW, DRESSER INDUSTRIAL VALVE, VDP 804 | IR05-0208 |  |  | DRESSER INDUSTRIAL V | VDP 804
SJG-I | 5330227710 |  | 02-02-46-03 | 4 | EA | SEAL, PLG, TEFLON, VALTEK INC, 009384-925-000 | IR05-0212 |  | FLOWSERVE FCD CORPOR | VALTEK INC | 009384-925-000
SJG-I | 4810129066 |  | 02-02-46-03 | 1 | EA | SEAT, VALVE, 1538VX, DRESSER INDUSTRIAL VALVE, 1232701 | IR05-0209 |  |  | DRESSER INDUSTRIES, | 1232701
SJG-I | 6680341390 |  | 02-02-46-03 | 6 | EA | SHIELD, LEVEL GA, 1"W, 15"L, MICA, TINTED, THE ANCHOR PKNG CO, BY DESCRP | IR05-0215 |  |  | THE ANCHOR PACKING C | BY DESCRP
SJG-I | 7050000434 |  | 02-02-46-04 | 2 | EA | BALL, SOCKET/TD, BAILEY CONTROLS COMPANY, 5323074A1 | IR05-0220 |  |  | BAILEY CONTROLS COMP | 5323074A1
SJG-I | 4730114644 |  | 02-02-46-04 | 1 | EA | BUSHING, PIPE, HEX, 3" NPS X 1" NPS, SA182F316L, 3000 LB, THDED NPT, ANY MFG, BY DESCRP | IR05-0223 |  |  | ANY MFG | BY DESCRP
SJG-I | 6630323332 |  | 02-02-46-04 | 5 | EA | CARTRIDGE, FILTER, ORION RESEARCH, 150026 | IR05-0227 |  |  | ORION RESEARCH, INC. | 150026
SJG-I | 6680344741 |  | 02-02-46-04 | 3 | EA | CHAMBER, FLOW, PLAST, LEEDS & NORTHRUP, 182141 | IR05-0229 |  |  | LEEDS & NORTHRUP | 182141
SJG-I | 4810130668 |  | 02-02-46-04 | 6 | EA | CLAMP, YOKE HALF, 2"ID, VALTEK INC, 01133-150-000 | IR05-0224 |  | FLOWSERVE FCD CORPOR | VALTEK INC, | 01133-150-000
SJG-I | 5925230988 |  | 02-02-46-04 | 4 | ST | CONTACT, ELECTRICAL, STA/MAIN, ABB POWER T&D CO, 506A098G03 | IR05-0226 |  |  | ABB POWER T&D | 506A098G03
SJG-I | 4810137994 |  | 02-02-46-04 | 3 | EA | DIAPHRAGM, MODULATING, 2-1/2", NIGHTWINE & ASSOCIATES, I, BY DESCRP, LIMESTONE | IR05-0225 |  |  | NIGHTWINE & ASSOCIAT | BY DESCRP
SJG-I | 4320086814 |  | 02-02-46-04 | 1 | EA | GLAND, PACKING, FLUSH, 316 STNLESS STL, NON-ASB, GOULDS PUMPS, INC., 077192-1203 | IR05-0222 |  |  | JAMES S. KONE & COMP | 077192-1203
SJG-I | 6685370733 |  | 02-02-46-04 | 1 | EA | METER, FLOW, ROTR, STNLSS STL, 0-5 GPM, 1/2 NPT, BROOKS INST | IR05-0230 |  |  | BROOKS INSTRUMENT | 1305EJ1BCJ1BA
SJG-I | 5905217989 |  | 02-02-46-04 | 3 | EA | RESTRICTOR UNIT, INTEGRAL/RESET, FOXBORO COMPANY, C0131CF | IR05-0218 |  |  | THE FOXBORO COMPANY | C0131CF
SJG-I | 5960000213 |  | 02-02-46-04 | 2 | EA | TUBE, ELECTRONIC, VIDICON # 1320, ITEM #2,, WU:DIAMOND POWER | IR05-0219 |  |  | DIAMOND ELECTRONICS, | BY DESCRP
SJG-I | 6680344030 |  | 02-02-46-04 | 2 | EA | TUBE, METERING, FLOW, 1-10 GPM, BROOKS INSTRUMENT DIVISIO, S | IR05-0228 |  |  | BROOKS INSTRUMENT | R-10M-75-3
SJG-I | 4730132273 |  | 02-02-46-09 | 4 | EA | CLAMP, STEM, SS, BLTED, VALTEK, INC. 03811-164-000 | IR05-0265 |  |  | FLOWSERVE FCD CO | 03811-164-000
SJG-I | 4810116568 |  | 02-02-46-09 | 1 | EA | DISC, VALVE, SWING/CHECK, 10", CHROME/SS, 3061A-WE, THE WM. POWELL CO, BY DESCRP | IR05-0266 |  |  | THE W.M. POWELL CO | BY DESCRP
SJG-I | 5330219477 |  | 02-02-46-09 | 1 | EA | PACKING, KIT, VLV, (1) PSTN, (3)SEALS, (4)ORINGS, (4)CAPSCR | IR05-0260 |  |  | PALL-TRINITY MICRO C | 1197859
SJG-I | 3040058111 |  | 02-02-46-09 | 2 | EA | WORMSHAFT, 20.1, WINSMITH, 4680 | IR05-0263 |  | KAMAN INDUSTRIAL TEC | WINSMITH | 4680
SJG-I | 5330194548 |  | 02-02-46-10 | 1 | EA | O-RING, 230, 2-1/2"ID, 2-3/4"OD, 1/8"THK, ALFA-LAVAL SEPARAT | 5330194548 |  |  | ALFA-LAVAL SEPARATIO | 6470200
SJG-I | 5330186478 |  | 02-02-46-10 | 1 | EA | O-RING, 243, 4-1/8"ID, 4-3/8"OD, 1/8"THK, VITON, ALFA-LAVAL | 5330186478 |  |  | ADVANCE SUPPLY & PUM | BY DESCRP
SJG-I | 5330189159 |  | 02-02-46-10 | 7 | EA | O-RING, 388, 19"ID, 19-3/8"OD, 3/16"THK, RUBR, ALFA-LAVAL SE | 5330189159 |  |  | ALFA-LAVAL SEPARATIO | 4376400
SJG-I | 5330189118 |  | 02-02-46-10 | 2 | EA | O-RING, 8-1/4"ID, 8-7/8"OD, 0.275"THK, RUBBER, ALFA-LAVAL, 6559400 | 5330189118 |  |  | ALFA-LAVAL SEPARATIO | 6559400
SJG-I | 5330184127 |  | 02-02-46-10 | 2 | EA | O-RING, ALFA-LAVAL SEPARATION, 223401-38Y | 5330184127 |  |  | ALFA-LAVAL SEPARATIO | 223401-38Y
SJG-I | 5330189308 |  | 02-02-46-10 | 4 | EA | O-RING, ALFA-LAVAL SEPARATION, 3909900 | 5330189308 |  |  | ALFA-LAVAL SEPARATIO | 3909900
SJG-I | 5330193557 |  | 02-02-46-10 | 3 | EA | O-RING, ALFA-LAVAL SEPARATION, 6808500 | 5330193557 |  |  | ALFA-LAVAL SEPARATIO | 6808500
SJG-I | 5330190983 |  | 02-02-46-10 | 2 | EA | O-RING, ALFA-LAVAL, 65201Y | 5330190983 |  |  | ALFA-LAVAL SEPARATIO | 65201Y
SJG-I | 5330190868 |  | 02-02-46-10 | 1 | EA | O-RING, RUBR, ALFA-LAVAL SEPARATION, IN, 61377Y | 5330190868 |  |  | ALFA-LAVAL SEPARATIO | 61377Y
SJG-I | 5330197970 |  | 02-02-46-10 | 3 | EA | RING, SEALING, ALFA-LAVAL SEPARATION, 51955001 | 5330197970 |  |  | ALFA-LAVAL SEPARATIO | 51955001
SJG-I | 5330215129 |  | 02-02-46-10 | 3 | EA | RING, SEALING, ALFA-LAVAL SEPARATION, 64706 | 5330215129 |  |  | ALFA-LAVAL SEPARATIO | 64706
SJG-I | 5330215103 |  | 02-02-46-10 | 4 | EA | RING, SEALING, ALFA-LAVAL SEPARATION, 7392000 | 5330215103 |  |  | ALFA-LAVAL SEPARATIO | 7392000
SJG-I | 5330223420 |  | 02-02-46-10 | 4 | EA | RING, SEALING, CONN PIECE, ALFA-LAVAL SEPARATION, IN, 546229 | 5330223420 |  |  | ALFA-LAVAL SEPARATIO | 546229-02
SJG-I | 5330223461 |  | 02-02-46-10 | 2 | EA | RING, SEALING, PROTECTING CAP, ALFA-LAVAL SEPARATION, IN, 22 | 5330223461 |  |  | ALFA-LAVAL SEPARATIO | 223412-04
SJG-I | 5330188722 |  | 02-02-46-10 | 1 | EA | RING, SEALING, WSHR, ALFA-LAVAL SEPARATION, IN, 7094000 | 5330188722 |  |  | ALFA-LAVAL SEPARATIO | 70940
SJG-I | 6680344634 |  | 02-02-46-10 | 1 | EA | TUBE, GLASS, ALFA-LAVAL SEPARATION, 73921 | 6680344634 |  |  | ALFA-LAVAL SEPARATIO | 73921
SJG-I | 5330210245 |  | 02-02-46-11 | 5 | LB | PACKING, BULK, GARLOCK 8922, 7/16"W, 7/16" THK, TEFLON IMPRE | IR05-0250 |  |  | GARLOCK | 8922
SJG-I | 0100001893 |  | 02-02-46-12 | 2 | EA | O-RING, KIT, CONSISTS OF (3)EA.218X13625ID-B90, (2)E 252B90, | 0100001893 |  |  | FOUR STATES | BY DESCRP
SJG-I | 3020055269 |  | 02-02-46-13 | 1 | EA | GEAR, WORM, WHL, ALFA-LAVAL SEPARATION, IN, 515776-03 | 3020055269 |  |  | ALFA-LAVAL SEPARATIO | 515776-03
SJG-I | 3020051508 |  | 02-02-46-13 | 2 | EA | PULLEY, 5/8"BORE, ALFA-LAVAL SEPARATION, IN, 8702808-80 | 3020051508 |  |  | ALFA-LAVAL SEPARATIO | 8702808-80
SJG-I | 3020051003 |  | 02-02-46-13 | 1 | EA | WORM, WHEEL, ALFA-LAVAL, 526723-87, WU:DELAVAL SEPARATOR OIL PURIFIER MAB 206S-29-6, MTR RPM 1740, U-1&2 | 3020051003 |  |  | ALFA-LAVAL SEPARATIO | 526723-87
SJG-I | 4320086178 |  | 02-02-46-14 | 1 | AS | BOX, STUFFING, (OBS) PUMP, W/BRGS, WORTHINGTON PUMP CORP, 641628-00 | IR01-0491 |  |  | WORTHINGTON PUMP COR | 641628-00
SJG-I | 4330078538 |  | 02-02-46-14 | 1 | EA | COVER, (OBS) STUFFING BX, STNLESS STL, BLTED, GOULDS PUMPS, INC., R100 585-1216 | IR01-0492 |  |  | GOULDS PUMPS, INC. | R100 585-1216
SJG-I | 4320082722 |  | 02-02-46-14 | 1 | EA | HEAD, DPHGM, MILTON ROY COMPANY, 221-0653-016 | IR01-0488 |  |  | MILTON ROY COMPANY | 221-0653-016
SJG-I | 4540000066 |  | 02-02-46-14 | 1 | EA | HEATER, ELECTRIC, IMMERSION, 480V, 3K W, 3 PH | IR01-0493 |  |  | SINGER CO | 202513-XMP
SJG-I | 4730115773 |  | 02-02-46-14 | 16 | EA | NIPPLE, PIPE, SWAGED, 2", 3/4"L, FS A106 GR B, PLAIN, X-HEAV | IR01-0496 |  |  | ANY MFG | BY DESCRP
SJG-I | 4320083035 |  | 02-02-46-14 | 1 | EA | PLATE, CONTOUR/OIL SIDE | IR01-0489 |  |  | MILTON ROY CO | 298-0023-016
SJG-I | 3130062544 |  | 02-02-46-15 | 1 | EA | BEARING, BALL, SINGLE ROW, 0.6250"ID, 0.8504"OD, 1.8250 | 3130062544 |  |  | ALFA-LAVAL SEPARATIO | 8702585-80
SJG-I | 3030054492 |  | 02-02-46-15 | 5 | EA | BELT, ALFA-LAVAL SEPARATION, IN, 8702586-01 | 3030054492 |  |  | ALFA-LAVAL SEPARATIO | 8702586-01
SJG-I | 4330077878 |  | 02-02-46-15 | 2 | EA | COLLAR, PACKING, ALFA-LAVAL SEPARATION, 74759Y | 4330077878 |  |  | ALFA-LAVAL SEPARATIO | 74759Y
SJG-I | 4330077787 |  | 02-02-46-15 | 5 | EA | DISC, BOWL, ALFA-LAVAL SEPARATION, IN, 517822-80 | 4330077787 |  |  | ALFA-LAVAL SEPARATIO | 517822-80
SJG-I | 4320080627 |  | 02-02-46-15 | 3 | EA | GLASS, GAUGE, 1-1/4"OD, PLAST, DOME, ALFA-LAVAL SEPARAT | 4320080627 |  |  | ALFA-LAVAL SEPARATIO | 8391Y
SJG-I | 4320080254 |  | 02-02-46-15 | 9 | EA | GLASS, GAUGE, 1-5/8"OD, PLAST, DOME, ALFA-LAVAL SEPARAT | 4320080254 |  |  | ALFA-LAVAL SEPARATIO | 8859Y
SJG-I | 5330176255 |  | 02-02-46-15 | 5 | EA | O-RING, 241, 3-7/8"ID, 4-1/8"OD, 1/8"THK, RUBR, ALFA-LAVAL S | 5330176255 |  |  | ALFA-LAVAL SEPARATIO | 223401-28
SJG-I | 5330170928 |  | 02-02-46-15 | 2 | EA | O-RING, 450, 10-1/2"ID, 11"OD, 1/4"THK, VITON ONLY, ALFA-LAV | 5330170928 |  |  | ADVANCE SUPPLY & PUM | BY DESCRP
SJG-I | 5330183285 |  | 02-02-46-15 | 4 | EA | O-RING, ALFA-LAVAL SEPARATION, 223401-30 | 5330183285 |  |  | ALFA-LAVAL SEPARATIO | 223401-30
SJG-I | 5330183376 |  | 02-02-46-15 | 2 | EA | O-RING, ALFA-LAVAL SEPARATION, 223412-02 | 5330183376 |  |  | ALFA-LAVAL SEPARATIO | 223412-02
SJG-I | 5330171157 |  | 02-02-46-15 | 2 | EA | O-RING, ALFA-LAVAL SEPARATION, 6470600 | 5330171157 |  |  | ALFA-LAVAL SEPARATIO | 6470600
SJG-I | 5330174250 |  | 02-02-46-15 | 3 | EA | O-RING, THE ANCHOR PACKING CO, BY DESCRP | 5330174250 |  |  | ALFA-LAVAL SEPARATIO | 69270Y
SJG-I | 5330180182 |  | 02-02-46-15 | 7 | EA | RING, OIL, ALFA-LAVAL SEPARATION, IN, 223521-15Y | 5330180182 |  |  | ALFA-LAVAL SEPARATIO | 223521-15Y
SJG-I | 3020056168 |  | 02-02-46-15 | 2 | EA | WHEEL, WORM, ALFA-LAVAL SEPARATION, IN, 526723-81 | 3020056168 |  |  | ALFA-LAVAL SEPARATIO | 526723-81
SJG-I | 3110061185 |  | 02-02-46-16 | 4 | EA | BEARING, BALL, SINGLE ROW CONRAD, 2.5591"ID, 5.5118"OD, 1.29 | 3110061185 |  |  | ADVANCE SUPPLY & PUM | BY DESCRP
SJG-I | 0100001274 |  | 02-02-46-16 | 1 | EA | BUSHING, THROTTLE, 5.03" X 6.125" X 2.25", HAZLETON PUMPS, 608921-096H, U-1&2 HIGH PRESSURE PUMPS | 0100001274 |  |  | HAZELTON PUMPS | 608921-096H
SJG-I | 0100001279 |  | 02-02-46-16 | 1 | EA | CHAIN, SAFETY, OIL, .375 X 24.000 LNG, HAZLETON PUMPS, 607922-030, UNIT 1&2 HIGH PRESSURE PUMPS | 0100001279 |  |  | HAZELTON PUMPS | 607922-030
SJG-I | 4730136357 |  | 02-02-46-16 | 2 | EA | CLAMP, PIPE, FLG LOCKING, 8", UCC, 1701-2253 | 4730136357 |  |  | UNITED CONVEYOR CORP | 1701-2253
SJG-I | 4320087846 |  | 02-02-46-16 | 1 | EA | COVER, BEARING, END/INBD, GOULDS PUMPS, INC., B10280-4-1001- | 4320087846 |  |  | JAMES S. KONE & COMP | B10280-4-1001-55396
SJG-I | 3110071549 |  | 02-02-46-16 | 1 | EA | COVER, BEARING, OUTBD, CI, BLTED, GOULDS PUMPS, INC., 102-86 | 3110071549 |  |  | JAMES S. KONE & COMP | 102-865-1001
SJG-I | 4320078704 |  | 02-02-46-16 | 2 | EA | IMPELLER, OPEN, 17-1/8"DIA, CU ALLOY, 4, GOULDS PUMPS, INC., | 4320078704 |  |  | JAMES S. KONE & COMP | 257-97-1203
SJG-I | 0100005480 |  | 02-02-46-16 | 2 | EA | RING, CASING, HAZELTON PUMP 10MS, STURM, 001765237045 | 0100005480 |  |  | STURM | 001765237045
SJG-I | 0100005481 |  | 02-02-46-16 | 4 | EA | RING, IMPELLER, STURM, 001763753044, | 0100005481 |  |  | STURM | 001763753044
SJG-I | 4320078340 |  | 02-02-46-16 | 2 | EA | RING, WEAR, CSNG, PNM MACHINE SHOP, SJS-M418 | 4320078340 |  |  | PNM MACHINE SHOP | SJS-M418
SJG-I | 4320077359 |  | 02-02-46-16 | 5 | EA | SLEEVE, SHAFT, PUMP, NICKEL/CHROME BORON, GOULDS PUMPS, INC. | 4320077359 |  |  | JAMES S. KONE & COMP | B00294A-6956
SJG-I | 4330078553 |  | 02-02-46-16 | 2 | EA | SLEEVE, STUFFING BX, 416 STNLESS STL, PNM MACHINE SHOP (U1) | 4330078553 |  |  | PNM MACHINE SHOP | SJS-M296
SJG-I | 3110068867 |  | 02-02-46-16 | 5 | EA | WASHER, LOCKING, BRG/RADIAL, MORRIS PUMPS INC., 9389032104 | 3110068867 |  |  | KAMAN INDUSTRIAL TEC | BY DESCRP
SJG-I | 3110072240 |  | 02-02-46-17 | 3 | EA | BEARING, BALL, 5.9055"ID, 10.6299"OD, 1.77 (U1) (U2) | 3110072240 |  |  | FAG BEARING CORP | 7230BUA
SJG-I | 3110069980 |  | 02-02-46-17 | 1 | MS | BEARING, ROLLER, CONE/CUP, 2 CONES/1 CUP, MARLEY COOLING, TIMKEN, 842 +834D +X1S-842(.012 TOL) | 3110069980 |  |  | TIMKEN CO | 842 +834D +X1S-842(.
SJG-I | 5330227884 |  | 02-02-46-17 | 4 | EA | GASKET, GEAR FDCR, 6"ID, 7-7/8"OD, 1/16"THK, NON-ASB, RND, ANY MFG, BY DESCRP | 5330227884 |  |  | ANY MFG | BY DESCRP
SJG-I | 5330176685 |  | 02-02-46-17 | 8 | EA | GASKET, PIPE, 12-1/6"ID, 15"OD, 1/32"THK, NON-ASB (U1) (U2) | 5330176685 |  |  | THELCO NEW MEXICO CO | BY DESCRP
SJG-I | 5330194050 |  | 02-02-46-17 | 4 | EA | GASKET, PIPE, 13-5/16"ID, 15-3/4"OD, 1/32"THK, NO (U1) (U2) | 5330194050 |  |  | THELCO NEW MEXICO CO | BY DESCRP
SJG-I | 5330171488 |  | 02-02-46-17 | 1 | EA | GASKET, PIPE/HED, 7-5/16"ID, 9-1/2"OD, 1/3 NON-AS (U1) (U2) | 5330171488 |  |  | THELCO NEW MEXICO CO | BY DESCRP
SJG-I | 5330189910 |  | 02-02-46-17 | 1 | EA | GASKET, PUMP 12"ID, 14-1/2"OD, 1/32"THK, NON-ASB, (U1) (U2) | 5330189910 |  |  | THELCO NEW MEXICO CO | BY DESCRP
SJG-I | 5330191320 |  | 02-02-46-17 | 21 | EA | O-RING, 1.600"ID, 2.020"OD, 0.210"THK, BUNA-N, THE ANCH | 5330191320 |  |  | ADVANCE SUPPLY & PUM | BY DESCRP
SJG-I | 5330226134 |  | 02-02-46-17 | 9 | EA | SEAL, OIL/GREASE, 66603.5, DBL LIP, 3.500"ID, 4.506"OD, 0.46 | 5330226134 |  |  | CHICAGO RAWHIDE MANU | 34883
SJG-I | 5365216224 |  | 02-02-46-17 | 2 | KT | SHIM, SET, 27, MARLEY COOLING TOWER, 211912M | 5365216224 |  |  | JAMES, COOKE, & HOBS | 211912M
SJG-I | 4320086012 |  | 02-02-46-17 | 1 | EA | SLEEVE, STUFFING BX, 15"L, CI/BRONZE, PNM MACHINE (U1) (U2) | 4320086012 |  |  | PNM MACHINE SHOP | SJS-M279
SJG-I | 3110063389 |  | 02-02-46-18 | 1 | EA | BEARING, JOURNAL, RADIAL END, 1.0000"ID, 4.8750"OD, BRS, ELL | 3110063389 |  |  | ELLIOTT COMPANY | 817335-3
SJG-I | 4320075783 |  | 02-02-46-18 | 2 | EA | BUSHING, CI, GOULDS PUMPS, INC., 75759-1001 | 4320075783 |  |  | JAMES S. KONE & CO | 75759-1001
SJG-I | 3110063009 |  | 02-02-46-18 | 1 | EA | HOUSING, BEARING, GOULDS PUMPS, INC., 102-829 | 3110063009 |  |  | JAMES S. KONE & COMP | 102-829
SJG-I | 4730132935 |  | 02-02-46-18 | 1 | EA | JOINT, EXPANSION, 6", 6"L, TEFLON, 400-500 DEG, FLGD, A | 4730132935 |  |  | AFCO CREDIT CORPORAT | 445B
SJG-I | 4730109263 |  | 02-02-46-18 | 1 | EA | JOINT, EXPANSION, SINGLE ARCH, 6", 6"L, NEOPRENE/HYPALON, FL | 4730109263 |  |  | ANY MFG | BY DESCRP
SJG-I | 4320075973 |  | 02-02-46-18 | 2 | EA | RING, LANTERN, SPL, 3-1/8"ID, 4"OD, 1/2"THK, TEFLON, GOULDS | IR96-0697 |  |  | GOULDS PUMPS, INC. | R76497
SJG-I | 0100001285 |  | 02-02-46-18 | 6 | EA | RING, SEALING, OEM, 13.125"ID, .218"DIA, HAZLETON PUMPS, 608443-036, UNIT 1&2 HIGH PRESSURE PUMPS | 0100001285 |  |  | HAZLETON PUMPS | 608443-036
SJG-I | 2825000140 |  | 02-02-46-18 | 1 | EA | RODEND, LEFT HAND, WESTINGHOUSE ELECTRIC COR, 268A844013 | 2825000140 |  | WESTINGHOUSE ELECTRI | TURGENAUX | 268A844013
SJG-I | 2825000157 |  | 02-02-46-18 | 1 | EA | RODEND, RIGHT HAND, WEST. ELECT, 268A844012; RBC BRG. HF5 | 2825000157 | RBC BEARING | HF5 | TURGENAUX/WESTINGHOU | 268A844012;
SJG-I | 0100001275 |  | 02-02-46-18 | 4 | EA | SEAL,INPRO,4.5 X 5.5 X .900,HAZLETON PUMPS,834076-027,WU:U-1&2 HIGH PRESS PUMPS | 0100001275 |  |  | HAZELTON PUMPS | 834076-027
SJG-I | 0100005468 |  | 02-02-46-18 | 3 | EA | SLEEVE, SEAL, BRONZE, LEFT HAND THREADS, STURM, 0017-65234-0 | 0100005468 |  |  | STURM | 0017-65234-09
SJG-I | 0100005467 |  | 02-02-46-18 | 2 | EA | SLEEVE, SEAL, BRONZE, RIGHT HAND, STURM, 0017-65234-09 | 0100005467 |  |  | STURM | 0017-65234-09
SJG-I | 2825001700 |  | 02-02-46-18 | 1 | EA | SWITCH, SLND TRIP, WESTINGHOUSE ELECTRIC COR, 388A873001 | 2825001700 |  |  | WESTINGHOUSE ELECTRI | 388A873001
SJG-I | 2825003847 |  | 02-02-46-18 | 1 | EA | TRANSFORMER, LVDT, WESTINGHOUSE, 738J204001, WU:WEST TURB HP-IP 1OA3631-1 GOVR VLV ACTUATOR, IL-1250-3431, U-2 | IR01-0341 |  |  | WESTINGHOUSE ELECTRI | 738J204001
SJG-I | 3110069766 |  | 02-02-46-19 | 2 | EA | BEARING, BALL, DOUBLE ROW, 2.7559"ID, 5.9055"OD, 2.5000"W, ANGULAR CONT, FAFNIR BEARING, 5314-W | 3110069766 |  |  | FAFNIR BEARING | 5314-W
SJG-I | 3110058587 |  | 02-02-46-19 | 3 | EA | BEARING, BALL, SINGLE ROW CONRAD/SEALED, 2.5591"ID, 4.7 | 3110058587 |  |  | ADVANCE SUPPLY & PUM | BY DESCRP
SJG-I | 3030053494 |  | 02-02-46-19 | 16 | EA | BELT, DRIVE, 73409, V/WDG, 100.000", 0.625", 0.531"THK, NATIIONAL, 5VX1000 | 3030053494 |  |  | ADVANCE SUPPLY & PUM | 5VX1000
SJG-I | 0100005485 |  | 02-02-46-19 | 2 | EA | BUSHING, THROTTLE, SS, FOR HAZELTON 10MS, STURM, 00176522700 | 0100005485 |  |  | STURM | 001765227007
SJG-I | 0100005487 |  | 02-02-46-19 | 2 | EA | NUT, BRONZE, FOR HAZELTON 10MS, STURM, 00176523209 | 0100005487 |  |  | STURM | 001765232090
SJG-I | 0100005488 |  | 02-02-46-19 | 2 | EA | NUT, BRONZE, FOR HAZELTON 10MS, STURM, 001765235090 | 0100005488 |  |  | STURM | 001765232090
SJG-I | 3110071465 |  | 02-02-46-19 | 4 | EA | NUT, LOCK, BRG, 3.3465", 12 TPI, AN-17, GOULDS PUMPS, INC., | 3110071465 |  |  | KAMAN INDUSTRIAL TEC | BY DESCRP
SJG-I | 5330174953 |  | 02-02-46-19 | 3 | EA | O-RING, 230, 2-1/2"ID, 2-3/4"OD, 1/4"THK, VITON, NATIONAL OI | 5330174953 |  |  | ADVANCE SUPPLY & PUM | BY DESCRP
SJG-I | 5330202176 |  | 02-02-46-19 | 5 | LB | PACKING, BULK, BRAIDED/COMP, 5/16"W, 85'L, 5/16"THK, 500 DEG | 5330202176 |  |  | ADVANCE SUPPLY & PUM | BY DESCRP
SJG-I | 3030054740 |  | 02-02-46-19 | 1 | EA | PULLEY, SHEAVE, V-BELT, DAYCO RUBBER, 5-5V1250-E | 3030054740 |  |  | ADVANCE SUPPLY & PUM | 5-5V1250-E
SJG-I | 0100003179 |  | 02-02-46-19 | 2 | EA | SEAL, MECH, FLEXSEAL, 4-1/2" STYLE 50, AZTECH CNTRLS | 0100003179 |  |  | AZTECH CONTROLS | 7250X0IN2IN2
SJG-I | 5330227561 |  | 02-02-46-19 | 1 | EA | SEAL, OIL/GREASE, 65556, DBL LIP, 2.750"ID, 3.505"OD, 0.375" | 5330227561 |  |  | JOHNS-MANVILLE | 0275-14781 LDS
SJG-I | 0100005484 |  | 02-02-46-19 | 1 | EA | SLEEVE, CENTER, FOR HAZELTON 10MS, STURM, 001763758112 | 0100005484 |  |  | STURM | 001763758112
SJG-I | 0100005486 |  | 02-02-46-19 | 2 | EA | SLEEVE, OIL CHAIR, 1018 CS, FOR HAZELTON 10MS, STURM, 001765 | 0100005486 |  |  | STURM | 001765231031
SJG-I | 3110067562 |  | 02-02-46-19 | 6 | EA | WASHER, LOCKING, BRG, 2.7559", 3-53/64"OD, 0.068"THK, W-14, | 3110067562 |  |  | ARIZONA PNEUMATIC SY | BY DESCRP
SJG-I | 3110071481 |  | 02-02-46-19 | 3 | EA | WASHER, LOCKING, BRG, 3.3465", 4-5/8"OD, 0.077"THK, W-17, GO | 3110071481 |  |  | KAMAN INDUSTRIAL TEC | BY DESCRP
SJG-I | 3110070095 |  | 02-02-46-20 | 4 | EA | BEARING, FLANGE, SLEV, 2.0000"ID, 4.2812"OD, 1.6563"W, | 3110070095 |  |  | DODGE DIV., RELIANCE | 33098
SJG-I | 3110072729 |  | 02-02-46-20 | 24 | EA | BEARING, FLANGE, SLEV, 2.0000"ID, 5.6250"OD, 1.6563"W, | 3110072729 |  |  | DODGE DIV., RELIANCE | 33273
SJG-I | 3020052936 |  | 02-02-46-20 | 20 | FT | CHAIN, DRIVE, ROLLER/COTTERED, #60, 10'L, 3/4", DIAMOND CHAI | 3020052936 |  |  | ACME CHAIN | 60
SJG-I | 3020056333 |  | 02-02-46-20 | 30 | FT | CHAIN, DRIVE, ROLLER/RIVTED/HEAVY, #60H, 3/4", REX ROLLER CH | 3020056333 |  |  | DIAMOND CHAIN COMPAN | 60HRIV*10FT
SJG-I | 3020052951 |  | 02-02-46-20 | 4 | EA | LINK, CHAIN, CONNECTING, #60, 3/4"PITCH, REXNORD, 60 | 3020052951 |  |  | ACME CHAIN | 60
SJG-I | 3020056341 |  | 02-02-46-20 | 6 | EA | LINK, CHAIN, OFFSET, REX ROLLER CHAIN & SPROCK, #60 | 3020056341 |  | KAMAN INDUSTRIAL TEC | REX ROLLER CHAIN & S | #60
SJG-I | 0100001817 |  | 02-02-46-21 | 1 | EA | BOARD, CIRCUIT, AC/DC TRANSDUCER | 0100001817 |  |  | CUTLER HAMMER | 8650C80G01
SJG-I | 0100001818 |  | 02-02-46-21 | 1 | EA | BOARD, CIRCUIT, ANALOG INPUT/OUTPUT MODULE | 0100001818 |  |  | CUTLER HAMMER | 865C86G01
SJG-I | 0100001819 |  | 02-02-46-21 | 1 | EA | BOARD, CIRCUIT, DIGITAL INPUT/OUTPUT CARD | 0100001819 |  |  | CUTLER HAMMER | 865C89G01
SJG-I | 0100001814 |  | 02-02-46-21 | 1 | EA | BOARD, CIRCUIT, EXCITOR CONTROL MODUAL | 0100001814 |  |  | CUTLER HAMMER | 8650C71G01
SJG-I | 0100001815 |  | 02-02-46-21 | 1 | EA | BOARD, CIRCUIT, FIRING CONTROL INTERFACE MODULE | 0100001815 |  |  | CUTLER HAMMER | 8650CSSG01
SJG-I | 0100001816 |  | 02-02-46-21 | 1 | EA | BOARD, SENSOR IMPACT MODULE, CUTLER HAMMER, 8650C074G01, WU: U-2 VOLTAGE REGULATOR, MODEL ECS2100 | 0100001816 |  |  | CUTLER HAMMER | 8650C074G01
SJG-I | 4530000068 |  | 02-02-46-21 | 20 | EA | DETECTOR, FLAME, FORNEY INTERNATIONAL, INC, 03832101 | 4530000068 |  |  | FORNEY INTERNATIONAL | 3832101
SJG-I | 0100002131 |  | 02-02-46-21 | 3 | EA | FILTER, COOLANT FOR INGERSOLL RAND COMPRESSOR | 0100002131 |  |  | AIR POWER SOUTHWEST | 39911631
SJG-I | 6685370998 |  | 02-02-46-21 | 1 | EA | FLAPPER, MASONEILAN DIVISION, 051563-002-151 | 6685370998 |  |  | ENGINEERED EQUIPMENT | 051563-002-15
SJG-I | 6685367481 |  | 02-02-46-21 | 1 | EA | GAUGE, PRESSURE, DIFFERENTIAL, 1/4", STNLESS STL, 0-30 PSID, | 6685367481 |  |  | THE METER AND VALVE | 109QE-11-Y0
SJG-I | 0000000442 |  | 02-02-46-21 | 1 | EA | KIT, VALVE REPAIR PALL CAT NO. 1200450 | 0000000442 |  |  | PALL-TRINITY MICRO C | CAT. NO. 1200450
SJG-I | 0000000443 |  | 02-02-46-21 | 1 | EA | KIT, VALVE REPAIR PALL CAT NO. 1200453 | 0000000443 |  |  | PALL-TRINITY MICRO C | CAT. NO. 1200453
SJG-I | 6105290909 |  | 02-02-46-21 | 1 | EA | MOTOR, ELECTRIC, 1/3 HP, 1075 RPM, 115 V, 1 PH, 60 HZ, TYPE | 6105290909 |  |  | LANE ELECTRIC | UH1036/ESX
SJG-I | 0100001820 |  | 02-02-46-21 | 1 | EA | POWERSUPPLY,AC,MODEL ECS2100,CUTLER HAMMER,4A36433H03,UNIT #2 VOLTAGE REGULATOR | 0100001820 |  |  | CUTLER HAMMER | 4A36433H03
SJG-I | 0100001821 |  | 02-02-46-21 | 1 | EA | POWERSUPPLY,DC,MODEL ECS2100,CUTLER HAMMER,4A36433H04,UNIT #2 VOLTAGE REGULATOR | 0100001821 |  |  | CUTLER HAMMER | 4A36433H04
SJG-I | 5950248004 |  | 02-02-46-22 | 1 | EA | COIL, ELECTRICAL, CLOSING, 125 DC V, WESTINGHOUSE ELECTRIC C | 5950248004 |  |  | WESTINGHOUSE ELECTRI | 1529691
SJG-I | 6110296081 |  | 02-02-46-22 | 6 | EA | HEATER, OVERLOAD, BROWN BOVERI INC., G30T24 | IR96-0355 |  |  | BBC BROWN BOVERI, IN | G30T24
SJG-I | 6110296537 |  | 02-02-46-22 | 2 | EA | HEATER, OVERLOAD, BROWN BOVERI INC., G30T61 | IR96-0366 |  |  | BBC BROWN BOVERI, IN | G30T61
SJG-I | 6110295976 |  | 02-02-46-22 | 9 | EA | HEATER, OVERLOAD, G30T12, BROWN BOVERI INC., G30T12 | 6110295976 |  |  | BBC BROWN BOVERI, IN | G30T12
SJG-I | 6110295984 |  | 02-02-46-22 | 6 | EA | HEATER, OVERLOAD, G30T13, BROWN BOVERI INC., G30T13 | 6110295984 |  |  | BBC BROWN BOVERI, IN | G30T13
SJG-I | 6110296008 |  | 02-02-46-22 | 6 | EA | HEATER, OVERLOAD, G30T15, GOULD, INC., CORPORATE, G30T15 | 6110296008 |  | BORDER STATES ELECTR | GOULD, INC., CORP | G30T15
SJG-I | 6110296016 |  | 02-02-46-22 | 4 | EA | HEATER, OVERLOAD, G30T16, BROWN BOVERI INC., G30T16 | 6110296016 |  |  | BBC BROWN BOVERI, IN | G30T16
SJG-I | 6110296792 |  | 02-02-46-22 | 6 | EA | HEATER, OVERLOAD, G30T17, BROWN BOVERI INC., G30T17 | 6110296792 |  |  | BBC BROWN BOVERI, IN | G30T17
SJG-I | 6110296024 |  | 02-02-46-22 | 3 | EA | HEATER, OVERLOAD, G30T18, BROWN BOVERI INC., G30T18 | 6110296024 |  |  | BBC BROWN BOVERI, IN | G30T18
SJG-I | 6110296040 |  | 02-02-46-22 | 6 | EA | HEATER, OVERLOAD, G30T20, BROWN BOVERI INC., G30T20 | 6110296040 |  |  | BBC BROWN BOVERI, IN | G30T20
SJG-I | 6110296057 |  | 02-02-46-22 | 6 | EA | HEATER, OVERLOAD, G30T21, GOULD, INC., CORPORATE, G30T21 | 6110296057 |  |  | GOULD, INC., CORP | G30T21
SJG-I | 6110296065 |  | 02-02-46-22 | 2 | EA | HEATER, OVERLOAD, G30T22, GOULD, INC., CORPORATE, G30T22 | 6110296065 |  |  | GOULD, INC., CORP | G30T22
SJG-I | 6110296073 |  | 02-02-46-22 | 9 | EA | HEATER, OVERLOAD, G30T23, GOULD, INC., CORPORATE, G30T23 | 6110296073 |  |  | GOULD, INC., CORP | G30T23
SJG-I | 6110296123 |  | 02-02-46-22 | 3 | EA | HEATER, OVERLOAD, G30T27, GOULD, INC., CORPORATE, G30T27 | 6110296123 |  |  | GOULD, INC., CORP | G30T27
SJG-I | 6110296214 |  | 02-02-46-22 | 6 | EA | HEATER, OVERLOAD, G30T35, BROWN BOVERI INC., G30T35 | 6110296214 |  |  | BBC BROWN BOVERI, IN | G30T35
SJG-I | 6110296222 |  | 02-02-46-22 | 9 | EA | HEATER, OVERLOAD, G30T36, GOULD, INC., CORPORATE, G30T36 | 6110296222 |  |  | GOULD, INC., CORP | G30T36
SJG-I | 6110296255 |  | 02-02-46-22 | 4 | EA | HEATER, OVERLOAD, G30T38, BROWN BOVERI INC., G30T38 | 6110296255 |  |  | BBC BROWN BOVERI, IN | G30T38
SJG-I | 6110296289 |  | 02-02-46-22 | 6 | EA | HEATER, OVERLOAD, G30T41, GOULD, INC., CORPORATE, G30T41 | 6110296289 |  | BORDER STATES ELECTR | GOULD, INC., CORP | G30T41
SJG-I | 6110296313 |  | 02-02-46-22 | 4 | EA | HEATER, OVERLOAD, G30T44, GOULD, INC., CORPORATE, G30T44 | 6110296313 |  |  | GOULD, INC., CORP | G30T44
SJG-I | 6110296339 |  | 02-02-46-22 | 3 | EA | HEATER, OVERLOAD, G30T45, GOULD, INC., CORPORATE, G30T45 | 6110296339 |  |  | GOULD, INC., CORP | G30T45
SJG-I | 6110296347 |  | 02-02-46-22 | 3 | EA | HEATER, OVERLOAD, G30T45A, GOULD, INC., CORPORATE, G30T45A | 6110296347 |  |  | GOULD, INC., CORP | G30T45A
SJG-I | 6110296354 |  | 02-02-46-22 | 6 | EA | HEATER, OVERLOAD, G30T46A, BROWN BOVERI INC., G30T46A | 6110296354 |  |  | BBC BROWN BOVERI, IN | G30T46A
SJG-I | 6110296370 |  | 02-02-46-22 | 3 | EA | HEATER, OVERLOAD, G30T47A, BROWN BOVERI INC., G30T47A | 6110296370 |  |  | BBC BROWN BOVERI, IN | G30T47A
SJG-I | 6110296388 |  | 02-02-46-22 | 3 | EA | HEATER, OVERLOAD, G30T48, GOULD, INC., CORPORATE, G30T48 | 6110296388 |  |  | GOULD, INC., CORP | G30T48
SJG-I | 6110296396 |  | 02-02-46-22 | 3 | EA | HEATER, OVERLOAD, G30T48A, BROWN BOVERI INC., G30T48A | 6110296396 |  |  | BBC BROWN BOVERI, IN | G30T48A
SJG-I | 6110296412 |  | 02-02-46-22 | 3 | EA | HEATER, OVERLOAD, G30T49A, BROWN BOVERI INC., G30T49A | 6110296412 |  |  | BBC BROWN BOVERI, IN | G30T49A
SJG-I | 6110296438 |  | 02-02-46-22 | 3 | EA | HEATER, OVERLOAD, G30T50A, BROWN BOVERI INC., G30T50A | 6110296438 |  |  | BBC BROWN BOVERI, IN | G30T50A
SJG-I | 6110296461 |  | 02-02-46-22 | 3 | EA | HEATER, OVERLOAD, G30T54, BROWN BOVERI INC., G30T54 | 6110296461 |  |  | BBC BROWN BOVERI, IN | G30T54
SJG-I | 6110296479 |  | 02-02-46-22 | 3 | EA | HEATER, OVERLOAD, G30T55, BROWN BOVERI INC., G30T55 | 6110296479 |  |  | BBC BROWN BOVERI, IN | G30T55
SJG-I | 6110296495 |  | 02-02-46-22 | 3 | EA | HEATER, OVERLOAD, G30T57, BROWN BOVERI INC., G30T57 | 6110296495 |  |  | BBC BROWN BOVERI, IN | G30T57
SJG-I | 6110296503 |  | 02-02-46-22 | 6 | EA | HEATER, OVERLOAD, G30T58, BROWN BOVERI INC., G30T58 | 6110296503 |  |  | BBC BROWN BOVERI, IN | G30T58
SJG-I | 6110295935 |  | 02-02-46-22 | 6 | EA | HEATER, OVERLOAD, G30T8, BROWN BOVERI INC., G30T8 | 6110295935 |  |  | BBC BROWN BOVERI, IN | G30T8
SJG-I | 6110296263 |  | 02-02-46-22 | 1 | EA | HEATER, OVERLOAD, G3OT39, BROWN BOVERI INC., G30T39 | 6110296263 |  |  | BBC BROWN BOVERI, IN | G30T39
SJG-I | 6110294466 |  | 02-02-46-22 | 2 | EA | HEATER, OVERLOAD, H-33, SIEMENS-ALLIS, 25-202-555-033 | 6110294466 | ABB POWER T&D | H33 | CONSOLIDATED ELECT | BY DESCRP
SJG-I | 6105288713 |  | 02-02-46-22 | 1 | EA | MOTOR, ELECTRIC, 1/20 HP, 1550 RPM, 115V, TRANE CO, 1502 | IR98-0027 |  |  | TRANE CO | 1502
SJG-I | 6680345391 |  | 02-02-46-22 | 1 | EA | NOZZLE, TUBE, MASONEILAN DIVISION, 051577-003-999 | 6680345391 |  |  | ENGINEERED EQUIPMENT | 051577-003-999
SJG-I | 6110295802 |  | 02-02-46-22 | 4 | EA | PLUG, ELECTRICAL, MOLDED, WESTINGHOUSE ELECTRIC COR, 57D2238 | 6110295802 |  |  | WESTINGHOUSE ELECTRI | 57D2238P01
SJG-I | 5945242765 |  | 02-02-46-22 | 3 | EA | RELAY, 600 V, 120 V, 10 A, A. O. SMITH CORP., 5U4 | 5945242765 |  | CONSOLIDATED ELECTRI | SMITH CORP | 5U4
SJG-I | 5945247178 |  | 02-02-46-22 | 2 | EA | RELAY, TIME DELAY, 120 V, 10 A, 1-180 SECS, 8 PIN, GTE | IR01-0201 |  |  | BELL INDUSTRIES | BY DESCRP
SJG-I | 6685362631 |  | 02-02-46-22 | 1 | EA | THERMOCOUPLE, GENERAL ELECTRIC, U252E014G0184 | 6685362631 |  |  | GENERAL ELECTRIC CO. | U252E014G0184
SJG-I | 6685362144 |  | 02-02-46-22 | 2 | EA | THERMOCOUPLE, GENERAL ELECTRIC, U252E014U0184 | 6685362144 |  |  | GENERAL ELECTRIC CO. | U252E014U0184
SJG-I | 6680343412 |  | 02-02-46-22 | 1 | EA | THERMOSTAT, CONTROL, ALARM, 0-175 DEG F, BURLING INSTRUMENT | 6680343412 |  |  | BURLING INSTRUMENT C | F-2C
SJG-I | 5925232174 |  | 02-02-46-22 | 1 | EA | UNIT, TRIP, MAG, GENERAL ELECTRIC, TFK236T150 | IR01-0967 |  |  | GENERAL ELECTRIC COM | TFK236T150
SJG-I | 5999268013 |  | 02-02-47-02 | 1 | EA | BOARD, CIRCUIT, PRINTED, 12DC V, RILEY CO., 70-AR1-12D | IR05-0003 |  | AMATEK INC. | RILEY CO | 70-AR1-12D
SJG-I | 5999279770 |  | 02-02-47-02 | 1 | EA | BOARD, PRINTED CIRCUIT, LMP DRVR, 35 PIN, FORNEY ENG, C303320-01 | IR05-0002 |  |  | FORNEY INTERNATIONAL | C-303320-01
SJG-I | 4010067637 |  | 02-02-47-02 | 2 | FT | CABLE, 100', MONITROL MFG. COMPANY, A8 | IR05-0012 |  |  | MONITROL MFG. CO | A8
SJG-I | 6110294656 |  | 02-02-47-02 | 1 | ST | CONTACT, ELECTRICAL, MAIN, 4, 3,ABB POWER T&D CO, 626B187G13 | IR05-0014 |  |  | WESTINGHOUSE ELECTRI | 626B187G13
SJG-I | 4140000177 |  | 02-02-47-02 | 3 | EA | FAN, ELECTRICAL, AXIAL, 105/120 V, ICO RALLEY, A31B15A15W-30 | 4140000177 |  |  | WINTRONIC | A31B15A15W-30
SJG-I | 5930230650 |  | 02-02-47-02 | 2 | EA | OPERATOR, SWITCH/TD, PUSHBTTN/ILLUMINATED, 120V, MOMENTARY, | IR05-0013 |  |  | ARGO INTERNATIONAL C | BY DESCRP
SJG-I | 5905231030 |  | 02-02-47-02 | 1 | EA | POTENTIOMETER, 20KV, 2W, 10, FISHER CONTROLS CO., 1U891299012 | IR05-0010 |  |  | FISHER CONTROLS COMP | 1U891299012
SJG-I | 5945242740 |  | 02-02-47-02 | 8 | EA | RELAY, CONTINUOUS DUTY, 120/240 AC/28 DC V, 120 V, 6 A, 3 NO | IR05-0008 |  |  | BORDER STATES ELECTR | BY DESCRP
SJG-I | 5945243276 |  | 02-02-47-02 | 2 | EA | RELAY, CONTROL, 125 VDC, 10 A, SPST, POTTER & BRUMFIELD | IR05-0009 |  |  | BELL INDUSTRIES | BY DESCRP
SJG-I | 4810117384 |  | 02-02-47-02 | 1 | EA | VALVE, SOLENOID, 4-WAY, 1/4", 1/16", BRS, FNPT, 120-150, AC/ | IR05-0004 |  |  | AUTOMATIC SWITCH COM | 8345G1
SJG-I | 4810114472 |  | 02-02-47-02 | 1 | EA | VALVE, SOLENOID, 4-WAY, 1/4", 3/16", BRS, FNPT, 120V,100-1 | IR05-0005 |  |  | AUTOMATIC SWITCH COM | 8342C1
SJG-I | 5999269888 |  | 02-02-47-05 | 2 | EA | BOARD, CIRCUIT, PRINTED, 35 PIN, FORNEY INTERNATIONAL, INC. | IR05-0031 |  |  | FORNEY INTERNATIONAL | C27050-01
SJG-I | 5910223998 |  | 02-02-47-05 | 15 | EA | CAPACITOR, ELECTROLYTIC, AL 50/65 VWDC, 5000MF, -10/+75% | IR05-0032 |  |  | CONSOLIDATED ELECTRI | BY DESCRP
SJG-I | 6105289729 |  | 02-02-47-05 | 1 | EA | MOTOR, ELECTRIC, 1 RPM, 120V, FINE ZERO DRIVE, AMETEK, 258903 | IR05-0040 |  |  | AMATEK/PROCESS & ANA | 258903
SJG-I | 5905230370 |  | 02-02-47-05 | 7 | EA | POTENTIOMETER, 15 OHM, 150W, OHMITE MFG, 0531 | IR05-0033 |  |  | CONSOLIDATED ELEC | 0531
SJG-I | 6625002396 |  | 02-02-47-05 | 1 | EA | PROBE, LEVEL, ASSY, 16'L, MAGNETROL INTERNATIONAL, 41-5101-0 | IR05-0039 |  |  | MAGNETROL INTERNATIO | 41-5101-0
SJG-I | 5945244779 |  | 02-02-47-05 | 2 | EA | RELAY, CONTROL, SENSING, 600 V, 120 V, 10 A, 4 NO, SQUARE D. | IR05-0034 |  |  | BORDER STATES ELECTR | BY DESCRP
SJG-I | 5930230460 |  | 02-02-47-05 | 1 | EA | STATION, PSHBTTN, 3"X4.63", 600V, APPLETON ELEC., EFDL75-U3 | IR05-0035 |  |  | APPLETON ELECTRIC CO | EFDL75-U3
SJG-I | 5930232797 |  | 02-02-47-05 | 1 | EA | SWITCH, LIMIT, STOP VLV, WESTINGHOUSE ELECTRIC CORP, 624C755 | IR05-0041 |  |  | WESTINGHOUSE | 624C755
SJG-I | 5930233670 |  | 02-02-47-05 | 1 | EA | SWITCH, PRESSURE, XDCR, 13-300 PSIG, 303 STNLSS STL/VITON | IR05-0036 |  |  | AUTOMATIC SWITCH CO. | TH10A42
SJG-I | 6645328169 |  | 02-02-47-05 | 1 | EA | TIMER, ELECTRICAL, PURGE, 120V, 2-15 MIN, HONEYWELL PROCESS | IR05-0042 |  |  | BURKE ENGINEERING CO | BY DESCRP
SJG-I | 6695394590 |  | 02-02-47-05 | 2 | EA | TRANSDUCER, PRESSURE, 1.50-36 PSIG, 303 STNLSS STL/VITO | IR05-0037 |  |  | AUTOMATIC SWITCH CO. | TE20A42
SJG-I | 5962251251 |  | 02-02-47-06 | 58 | EA | CIRCUIT, INTEGRATED, AMPL/OPERATIONAL, 30 V, 70/300 NA A, 500K OHM, 88 DB, GTE SYLVANIA, ELECTRONIC, ECG 937 | IR05-0047 |  | ARROW ELECTRONICS, I | GTE SYLVANIA ELECT | ECG 937
SJG-I | 4810132334 |  | 02-02-47-06 | 2 | EA | CONTROL, SPEED/2-WAY, KEYSTONE VALVE DIV, 937-020-790-000 | IR05-0054 |  |  | KEYSTONE SALES INC | 937-020-790-000
SJG-I | 5940240350 |  | 02-02-47-06 | 4 | EA | ENCLOSURE, ELECTRICAL, 3-7/8"W, 2-1/4"L, 4", STL ALLOY, | IR05-0046 |  |  | ARGO INTERNATIONAL C | BY DESCRP
SJG-I | 5999279986 |  | 02-02-47-06 | 6 | EA | INTERLOCK, ELECTRICAL, UNIVERSAL POLES, 600 V, 1 NO 1 NC | IR05-0055 |  |  | ABB POWER T&D | J11
SJG-I | 5905229463 |  | 02-02-47-06 | 4 | EA | POTENTIOMETER, VERT HOLD, 100K OHM, CONRAC CORPORATION, 928 | IR05-0052 |  |  | CONRAC CORPORATION | 928389
SJG-I | 5905227046 |  | 02-02-47-06 | 25 | EA | RESISTOR, CARBON, 500V, 1W, 750 OHM, +/-5%, ALLEN-BRADLEY | IR05-0043 |  |  | ALLEN-BRADLEY | RCR32
SJG-I | 5930232425 |  | 02-02-47-06 | 2 | EA | SWITCH, LIMIT, STOPVLV, WESTINGHOUSE, 624C755 | IR05-0044 |  |  | WESTINGHOUSE | 624C755
SJG-I | 1950001493 |  | 02-02-47-09 | 2 | EA | BUSHING, VALVE, PILOT, WESTINGHOUSE 788D283003 (IR90-0164) | IR90-0061 |  |  | WESTINGHOUSE ELECTRI | 788D283003
SJG-I | 1950001527 |  | 02-02-47-09 | 2 | EA | RODEND, WESTINGHOUSE ELECTRIC COR, 465B545001 | IR96-1781 |  |  | WESTINGHOUSE ELECTRI | 465B545001
SJG-I | 5365210367 |  | 02-02-47-11 | 6 | EA | RING, BACKING, TEFLON, DE LAVAL TURBINE INC., 320842 | 5365210367 |  |  | IMO PUMP | 320842
SJG-I | 5930232490 |  | 02-02-47-11 | 2 | EA | SWITCH, LIMIT, STOP VLV, NAMCO CONTROLS, EA700 60052 | IR97-0660 |  |  | NAMCO CONTROLS | EA700 60052
SJG-I | 6685369222 |  | 02-02-47-11 | 2 | EA | THERMOCOUPLE, BEARING, SIEMENS-WESTINGHOUSE, 872C601034, WU: WEST TURBINE, U- 2 | 6685369222 |  |  | TUDOR TECHNOLOGY | 2133-J-D-3S-U-11.60R
SJG-I | 6685363878 |  | 02-02-47-11 | 2 | EA | THERMOCOUPLE, MINCO PRODUCTS, 03-TC2341JU18T180(- | 6685363878 |  |  | MINCO PRODUCTS, INC. | 03-TC2341JU18T180(-)
SJG-I | 6685369271 |  | 02-02-47-11 | 1 | EA | THERMOCOUPLE, TUDOR TECHNOLOGY, 2133-J-D-3S-U-15.80REV. | IR01-0720 |  |  | TUDOR TECHNOLOGY | 2133-J-D-3S-U-15.80
SJG-I | 6685369248 |  | 02-02-47-11 | 1 | EA | THERMOCOUPLE, TUDOR TECHNOLOGY, 2133-J-D-3S-U-9.20REV.4 | 6685369248 |  |  | TUDOR TECHNOLOGY | 2133-J-D-3S-U-9.20RE
SJG-I | 5310157317 |  | 02-02-47-11 | 5 | EA | WASHER, MALE, WESTINGHOUSE ELECTRIC COR, 363B413005, MDL COD | 5310157317 | WESTINGHOUSE | 363B413005 | TURGENAUX | 363B413005
SJG-I | 5340188621 |  | 02-02-47-11 | 100 | EA | WASHER, PANT-LEG, 5/8", 1-1/4"OD, 2", STL, 50 EA=1PKG | 5340188621 |  |  | WESTINGHOUSE ELECTRI | 0184967L14
SJG-I | 9505000100 |  | 02-02-47-11 | 2 | RO | WIRE, MUSIC, 0.059"DIA, STNLESS STL, ROSEMOUNT ANALYTIC | IR95-0545 |  |  | PRECISION BRAND PROD | 29059
SJG-I | 3110058405 |  | 02-02-47-14 | 4 | EA | BEARING, BALL, SINGLE ROW CONRAD/SEALED, 1.9685"ID, 3.5433"O | 3110058405 |  |  | ADVANCE SUPPLY & PUM | BY DESCRP
SJG-I | 3110060344 |  | 02-02-47-14 | 4 | EA | BEARING, BALL, SINGLE ROW/THRUST, 2.7559"ID, 5.9055"OD, 1.37 | 3110060344 |  |  | ADVANCE SUPPLY & PUM | BY DESCRP
SJG-I | 5365217917 |  | 02-02-47-14 | 3 | EA | BUSHING, TAPER LOCK, 1-7/8", DODGE DIV., RELIANCE ELEC, 2517 X 1-7/8 | 5365217917 |  | CRIST-PLATEAU | RELIANCE ELECTRIC | 2517 X 1-7/8
SJG-I | 5365217909 |  | 02-02-47-14 | 2 | EA | BUSHING, TAPER LOCK, 2-1/8", DODGE DIV., RELIANCE ELEC, 2517 | 5365217909 |  | CRIST-PLATEAU | DODGE DIV., RELIANCE | 2517 X 2-1/8
SJG-I | 0100004641 |  | 02-02-47-14 | 4 | EA | COUPLING, PIPE, VICTAULIC GROOVED W/GASKET #005, NON-ASB, 6" | 0100004641 |  |  | CY COOPER | 6 SPF C4
SJG-I | 3020056382 |  | 02-02-47-14 | 3 | EA | LINK, CHAIN, CONNECTING, #120, 1"W, 7/8"THK, 1-1/2"PITCH, MC | 3020056382 |  |  | DEWEES TOOL & SUPPLY | BY DESCRP
SJG-I | 3110064114 |  | 02-02-47-14 | 4 | EA | NUT, LOCK, BRG, 2.5591", 18 TPI, N-13, SKF INDUSTRIES INC, N | 3110064114 |  |  | ADVANCE SUPPLY & PUM | BY DESCRP
SJG-I | 0100004640 |  | 02-02-47-14 | 2 | EA | SLEEVE,COUPLING,SHEAR,SIEMENS,708B117G01,WU: U2 TURBINE EXCITER | 0100004640 |  |  | SIEMENS | 708B117G01
SJG-I | 3110064106 |  | 02-02-47-14 | 4 | EA | WASHER, LOCKING, BRG, 2.5591", 3-1/8"OD, CS, W-13, SKF INDUS | 3110064106 |  |  | ADVANCE SUPPLY & PUM | BY DESCRP
SJG-I | 6105287962 |  | 02-02-47-15 | 1 | EA | MOTOR, ELECTRIC, 1/3HP, 1725 RPM, 56C FRAME, 220/440 V, 1 P | IR05-0048 |  |  | BALDOR ELECTRIC CO. | VL3501
SJG-I | 6105291196 |  | 02-02-47-15 | 1 | EA | MOTOR, ELECTRIC, 1/4HP, 1725 RPM, M56C FRAME, 115/230 V, PU | IR05-0049 |  |  | BORDER STATES ELECTR | BY DESCRP
SJG-I | 5330186684 |  | 02-02-47-15 | 59 | ST | PACKING, PREFORMED/SET RING, 1-1/2"ID, 1-13/16"OD, 5/32"THK, | IR05-0092 |  |  | THE ANCHOR PACKING C | BY DESCRP
SJG-I | 3455000368 |  | 02-02-47-16 | 6 | BX | BLADE, CUTTING, SAW/BAND, CS, 10, ROCKWELL MFG CO, 45266 | IR05-0406 |  |  | ROCKWELL MFG CO | 45266
SJG-I | 3460000015 |  | 02-02-47-16 | 12 | EA | HOLDER, ABRASIVE DISC, 5/8 IN-11 ID, 7"OD, RUBBER, BRILLIANT, 21081 | IR05-0404 |  |  | ANY MFG | BY DESCRP
SJG-I | 4810124638 |  | 02-02-47-16 | 3 | EA | RING, ADJUSTING, UP, DRESSER INDUSTRIAL VALVE, VDY804A | IR05-0408 |  |  | DRESSER INDUSTRIAL V | VDY804A
SJG-I | 4820123794 |  | 02-02-47-16 | 2 | EA | VALVE, PLUG, 1-1/2", 316 STNLSS STL, SCKT, 300LB, TUFLI | IR05-0280 |  |  | TUFLINE, DIV. OF XOM | 367
SJG-I | 4820121368 |  | 02-02-47-16 | 2 | EA | VALVE, PLUG, 2", DI, DI FLOD, 150LB, THE DURIRON COMPANY | IR05-0273 |  |  | THE DURIRON COMPANY | G411 DI/DI
SJG-I | 4820121780 |  | 02-02-47-16 | 4 | EA | VALVE, REGULATING, 3/6", 316 STNLSS STL, THDED, PARKER HANNIIFIN, BY DESCRP | IR05-0275 |  | ALBUQUERQUE VALVE & | PARKER HANNIFIN | BY DESCRP
SJG-I | 5010000718 |  | 02-02-47-17 | 3 | EA | ELEMENT, FILTER, AIR 3:ID, 4-1/4"OD,15"L, RP. ADAMS, D-328 | IR05-0290 |  |  | R.P. ADAMS CO | D-328
SJG-I | 5305144106 |  | 02-02-47-17 | 35 | EA | SCREW, CAP, HEX, 7/8"DIA, 9TPI, 12"L, ZINC PLTD DS, 5GR, ANY | IR05-0306 |  |  | ANY MFG | BY DESCRP
SJG-I | 5180000019 |  | 02-02-47-17 | 1 | EA | TOOL, KIT, MILTON ROY CO, 335-0022-000 | IR05-0303 |  |  | MILTON ROY COMPANY | 335-0022-000
SJG-I | 4820126326 |  | 02-02-47-17 | 1 | EA | VALVE, BUTTERFLY, 6", CAST STL, WAFER, 275 PSIG, FISHER CONTROLS CO., 8522-105 | IR05-0285 |  |  | FISHER CONTROLS CO. | 8522-105
SJG-I | 4820126110 |  | 02-02-47-17 | 2 | EA | VALVE, GATE, SPL WDG, 1", 316 STNLSS STL, FLGD, 300LB, CF8M, CRANE COMPANY, 63276 | IR05-0284 |  |  | CRANE COMPANY | 63276
SJG-I | 5130000564 |  | 02-02-47-17 | 5 | EA | WHEEL, WIRE, CUP/ENCAPSULATED, 5/8", 0.020", 6"DIA, MILWAUKEE, I20356 | IR05-0297 |  | CRIST-PLATEAU | MILWAUKEE | 120356
SJG-I | 6685363126 |  | 02-02-47-18 | 1 | EA | DIAPHRAGM, PRES, TEFLON, UNITED ELECTRIC CONTROLS, J400-555 | IR05-0402 |  |  | A. BIEDERMAN, INC | J400-555
SJG-I | 0000000500 |  | 02-02-47-18 | 12 | EA | HOUSING, FILTER, MULTI PURPOSE, 4-3/4", 1/4"NPT, UNITED FILT | IR05-0366 | IN EMS ONLY SJG-I |  | INDUSTRIAL DISTRIBUT | BY DESCRP
SJG-I | 4730135250 |  | 02-02-47-18 | 1 | EA | SCREEN STRNR, 3/32", 316 STNLSS STL, MUELLER STEAM SPECIAL, BY DESCRP | IR05-0400 |  |  | MUELLER STEAM SPECIA | BY DESCRP
SJG-I | 9515000082 |  | 02-02-47-18 | 11 | BX | SHIM, STOCK, 6"W, 50"L, 0.004"THK, 302 STNLESS STL, ANY MFG | IR05-0403 |  |  | ANY MFG | BY DESCRP
SJG-I | 4320079025 |  | 02-02-47-19 | 4 | EA | BUSHING, FLG, BORG WARNER, 751135GE | 4320079025 |  |  | BORG WARNER MECHANIC | 751135GE
SJG-I | 4320075445 |  | 02-02-47-19 | 1 | EA | COLLET, IMPELLER, LOCK, PNM MACHINE SHOP, SJS-M664, WORTHINGTON PUMP, BUS-5063, WU: U-1 & 2 | 4320075445 | WORTHINGTON PUMP COR | BUS-5063 | PNM MACHINE SHOP | SJS-M664
SJG-I | 4320075361 |  | 02-02-47-19 | 1 | EA | COLLET, IMPLR/LOCK, 1-3/4", WORTHINGTON PUMP CORP, BUS-5062 | 4320075361 |  | THELCO NEW MEXICO CO | WORTHINGTON PUMP COR | BUS-5062
SJG-I | 5925231663 |  | 02-02-47-19 | 1 | EA | CONTACT, ELECTRICAL, MOVABLE ARCING/MAIN, WESTINGHOUSE ELECT | IR01-0635 |  |  | WESTINGHOUSE ELECTRI | 1529200
SJG-I | 5925231671 |  | 02-02-47-19 | 1 | EA | CONTACT, ELECTRICAL, STA ARCING/MAIN, WESTINGHOUSE ELECTRIC, | IR01-0636 |  |  | WESTINGHOUSE ELECTRI | 1529201
SJG-I | 5925231564 |  | 02-02-47-19 | 3 | AS | CONTACT, ELECTRICAL, STA, GENERAL ELECTRIC CO, 805B910G1 | IR01-0579 |  |  | GENERAL ELECTRIC CO | 805B910G1
SJG-I | 5925231556 |  | 02-02-47-19 | 3 | EA | CONTACT, ELECTRICAL, STA, GENERAL ELECTRIC CO, 805B910G2 | IR01-0578 |  |  | GENERAL ELECTRIC CO | 805B910G2
SJG-I | 5999276768 |  | 02-02-47-19 | 1 | EA | CONTACT, ELECTRICAL/KIT, AUX/INTLK, DEPENDABLE INDUSTRY, 25- | 5999276768 |  |  | DEPENDABLE INDUSTRIA | 25-107-196-805
SJG-I | 4730130681 |  | 02-02-47-19 | 1 | EA | COUPLING, ASSY/CHNL BAND/1ST, ELLIOTT COMPANY, P2320A026 | 4730130681 |  |  | ELLIOTT COMPANY | P2320A026
SJG-I | 4730130673 |  | 02-02-47-19 | 1 | EA | COUPLING, ASSY/CHNL BAND/2ND, ELLIOTT COMPANY, P2320A019 | 4730130673 |  |  | ELLIOTT COMPANY | P2320A019
SJG-I | 5961005476 |  | 02-02-47-19 | 3 | EA | DIODE, 400 V, 40 A, DO-5, GTE SYLVANIA, ELECTRONIC, 599 | 5961005476 |  |  | WINTRONIC | 999
SJG-I | 5330185124 |  | 02-02-47-19 | 25 | EA | GASKET, FLG, 1-1/2"ID, 2"OD, 1/32"THK, SOFT STL, WESTINGHOUS | 5330185124 |  |  | WESTINGHOUSE ELECTRI | 270A327008
SJG-I | 5330198754 |  | 02-02-47-19 | 1 | EA | GASKET, NON-ASB, WESTINGHOUSE 654B157003 | IR97-0028 |  |  | WESTINGHOUSE ELECTRI | 654B157003
SJG-I | 5330227637 |  | 02-02-47-19 | 2 | EA | GASKET, SPIRAL WOUND, NON-ASB, 13/16"ID, 1-3/8"OD, 1/8"THK, 1966 PSI, FOUR STATES GASKET, BY DESCRP, WU:DRUM LEVEL SIGHT GLASS, U-2 | 5330227637 |  |  | FOUR STATES GASKET | BY DESCRP
SJG-I | 4320078555 |  | 02-02-47-19 | 1 | EA | IMPELLER, FIRST STAGE, ELLIOTT COMPANY, 258366-201 | 4320078555 |  |  | ELLIOTT COMPANY | 258366-201
SJG-I | 4410000261 |  | 02-02-47-19 | 9 | EA | LUG, SUPT, A297 GR HH, FOSTER WHEELER ENERGY COR, BY DESCRP | IR90-0242 |  |  | FOSTER WHEELER ENERG | BY DESCRP
SJG-I | 4410000279 |  | 02-02-47-19 | 20 | EA | LUG, SUPT/TUBE, A297 GR HH, FOSTER WHEELER BY DESCRP | IR11-0002 |  |  | FOSTER WHEELER ENERG | BY DESCRP
SJG-I | 6105288531 |  | 02-02-47-19 | 1 | EA | MOTOR, ELECTRIC, 1/2 HP, 1725 RPM, 56 FRAME, 115/230 V, FAN, | 6105288531 |  |  | BALDOR ELECTRIC CO | L1304
SJG-I | 5310160261 |  | 02-02-47-19 | 83 | EA | NUT, HEX, 3/8", STL, 24 TPI, 5 GR, ANY MFG, BY DESCRP | 5310160261 |  |  | ANY MFG | BY DESCRP
SJG-I | 5330179903 |  | 02-02-47-19 | 1 | EA | O-RING, 473, 24"ID, 24-1/2"OD, 1/4"THK, BUNA-N, NATIONAL OIL | IR98-0881 |  |  | NATIONAL OIL SEAL DI | 473
SJG-I | 5330188490 |  | 02-02-47-19 | 14 | FT | O-RING, BUNA-N, ANCHOR PACKING, BY DESCRP | 5330188490 |  |  | ADVANCE SUPPLY & PUM | BY DESCRP
SJG-I | 5365213023 |  | 02-02-47-19 | 2 | EA | RING, BACKING, FISHER CONTROLS COMPANY, 1V6600X0022 | IR01-1076 |  |  | FISHER CONTROLS COMP | 1V6600X0022
SJG-I | 5340188548 |  | 02-02-47-19 | 1 | EA | RING, RETAINING, SNAP, DANA CORP, INDUSTRIAL POW, SR-7095 | 5340188548 |  |  | BUBANY LUMBER CO | SR-7095
SJG-I | 5340188530 |  | 02-02-47-19 | 1 | EA | RING, RETAINING, SNAP/INTERNAL, DANA CORP, INDUSTRIAL POW, S | 5340188530 |  |  | BUBANY LUMBER CO | SR-7024
SJG-I | 5330211821 |  | 02-02-47-19 | 2 | EA | RING, SEALING, VLV, 4"ID, TEFLON/CARBON, FISHER CONTROLS CO. | 5330211821 |  |  | FISHER CONTROLS CO. | 1V6599-05092
SJG-I | 4320076708 |  | 02-02-47-19 | 6 | EA | RING, WEAR, BOWL, WORTHINGTON PUMPS CORP., 5657 | 4320076708 |  | THELCO NEW MEXICO CO | WORTHINGTON PUMPS CO | 5657
SJG-I | 5330197699 |  | 02-02-47-19 | 2 | EA | SEAL, BALANCE, CNTRL CMPNTS, 120806001, F/2" AUX STM VLV | IR01-0259 |  |  | CONTROL COMPONENTS | 120806001
SJG-I | 5330200998 |  | 02-02-47-19 | 1 | EA | SEAL, CARBON, ELLIOTT COMPANY, 826255-10 | 5330200998 |  |  | ELLIOTT COMPANY | 826255-10
SJG-I | 5330201004 |  | 02-02-47-19 | 1 | EA | SEAL, CARBON, ELLIOTT COMPANY, 826256-10 | 5330201004 |  |  | ELLIOTT COMPANY | 826256-10
SJG-I | 5330200956 |  | 02-02-47-19 | 1 | EA | SEAL, CARBON, ELLIOTT COMPANY, 826257-10 | 5330200956 |  |  | ELLIOTT COMPANY | 826257-10
SJG-I | 5330195628 |  | 02-02-47-19 | 1 | EA | SEAL, PRESSURE, CS, ROCKWELL INTERNATIONAL, 413734 | 5330195628 |  |  | OIL & GAS EQUIPMENT | 413734
SJG-I | 5330201962 |  | 02-02-47-19 | 1 | EA | SEAL, SHAFT, PUMP, 2-3/4"ID, MTL BP1520101 | 5330201962 |  |  | JOHN CRANE | B248-80
SJG-I | 5330223487 |  | 02-02-47-19 | 4 | EA | SPACER, BALANCE SEAL, CONTROL COMPONENTS, 320479149 | 5330223487 |  |  | CONTROL COMPONENTS | 320479149
SJG-I | 5365217610 |  | 02-02-47-19 | 2 | ST | SPRING, CORRUGATED, BEACH-RUSS COMPANY, P-1916 | 5365217610 |  |  | BEACH-RUSS COMPANY | P-1916
SJG-I | 5360200876 |  | 02-02-47-19 | 1 | ST | SPRING, TORSION, 5/8", 3-1/4", SPRNG STL, 24, ROCKWELL INTERNATIONAL, 414409 | IR01-0277 |  |  | ROCKWELL INTERNATION | 414409
SJG-I | 4730120799 |  | 02-02-47-19 | 5 | EA | UNION, TUBING, 5/8", SCKT WELD, SSP FITTING CORP, 10KSWU | 4730120799 |  |  | SSP FITTINGS CORP. | 10KSWU
SJG-I | 4810126583 |  | 02-02-47-20 | 2 | ST | ACTUATOR, KIT, REBUILD, JAMESBURY CORP., IMO-22 | 4810126583 |  |  | JAMESBURY CORP. | IMO-22
SJG-I | 4820127316 |  | 02-02-47-20 | 1 | EA | BONNET, REGULATOR, CONTROL COMPONENTS 109416-1, WU:PRES REGULATOR, | 4820127316 |  |  | CONTROL COMPONENTS I | 109416-1
SJG-I | 4810122939 |  | 02-02-47-20 | 1 | EA | BUSHING, DE LAVAL TURBINE, T215N, WU: BOILER FEED PUMP MDL 7B | 4810122939 |  |  | IMO PUMP DIVISION | T215N
SJG-I | 4810133894 |  | 02-02-47-20 | 1 | EA | BUSHING, VALTEK INC, 023993-431-000 | 4810133894 |  |  | FLOWSERVE FCD CORPOR | 023993-431-000
SJG-I | 4810134264 |  | 02-02-47-20 | 1 | EA | BUSHING, VALVE, PSTN RD, MASONEILAN DIVISION, 328166-000-485 | 4810134264 |  | ENGINEERED EQUIPMENT | MASONEILAN DIVISION | 328166-000-485
SJG-I | 5010003563 |  | 02-02-47-20 | 2 | EA | CARTRIDGE, FILTER, ENVIRONMENTAL ONE CORP, GA0150P01 | 5010003563 |  |  | ENVIRONMENT ONE CORP | A-1012A-150
SJG-I | 4730130699 |  | 02-02-47-20 | 1 | EA | COUPLING, ASSY/CHNL BAND/1ST, ELLIOTT COMPANY, P2370B028 | 4730130699 |  |  | ELLIOTT COMPANY | P2370B028
SJG-I | 4730130707 |  | 02-02-47-20 | 1 | EA | COUPLING, V-BAND, ELLIOTT COMPANY, P99C14 | 4730130707 |  |  | ELLIOTT COMPANY | P99C14
SJG-I | 4730130723 |  | 02-02-47-20 | 1 | EA | COUPLING, V-BAND, ELLIOTT COMPANY, P99C15 | 4730130723 |  |  | ELLIOTT COMPANY | P99C15
SJG-I | 4730130715 |  | 02-02-47-20 | 1 | EA | COUPLING, V-BAND, ELLIOTT COMPANY, P99C16 | 4730130715 |  |  | ELLIOTT COMPANY | P99C16
SJG-I | 4810127375 |  | 02-02-47-20 | 1 | EA | DIAPHRAGM, ACTUATOR, 34/40, NITRILE, GENERAL ELECTRIC | 4810127375 |  |  | GENERAL ELECTRIC CO. | U5353X00P0103
SJG-I | 4810117707 |  | 02-02-47-20 | 2 | EA | DIAPHRAGM, VLV, MASONEILAN DIVISION, 010271016686 | 4810117707 |  | ENGINEERED EQUIPMENT | MASONEILAN DIVISION | 010271016686
SJG-I | 4820127282 |  | 02-02-47-20 | 1 | EA | DISC, STACK, CONTROL COMPONENTS, 923701398 | 4820127282 |  |  | CONTROL COMPONENTS | 923701398
SJG-I | 4810133795 |  | 02-02-47-20 | 1 | EA | DISC, VALVE, ASSY, 3", VALTEK INC, 026935-738-000 | 4810133795 |  | FLOWSERVE FCD CORPOR | VALTEK INC | 026935-738-000
SJG-I | 5010000072 |  | 02-02-47-20 | 1 | EA | ELEMENT, FILTER, OIL, FBRGL, ELLIOTT COMPANY, 826794-5 | 5010000072 |  |  | ELLIOTT COMPANY | 826794-5
SJG-I | 4810134306 |  | 02-02-47-20 | 1 | EA | FOLLOWER, PACKING, 4", MASONEILAN, 010102002-1 | 4810134306 |  |  | ENGINEERED EQUIPMENT | 010102002-1
SJG-I | 5010000494 |  | 02-02-47-20 | 6 | EA | GASKET, FLTR/AIR, 4.5"X5", NON-ASB, WESTINGHOUSE, 392C689H08 | IR97-0587 |  |  | WESTINGHOUSE ELECTRI | 392C689H08
SJG-I | 4810133803 |  | 02-02-47-20 | 1 | EA | INSERT, SOFT SEAT, VALTEK INC, 023431-925-000 | 4810133803 |  |  | FLOWSERVE FCD CORPOR | BY DESCRP
SJG-I | 4810131203 |  | 02-02-47-20 | 6 | EA | LINER, GUIDE, TEFLON, 450 DEG F, LONGERAN VALVE DIVISION, 53 | IR00-0209 |  | GEBHARD & BOYD ASSOC | LONGERAN VALVE DIVIS | 53
SJG-I | 5310153209 |  | 02-02-47-20 | 3 | EA | NUT, GOULDS PUMPS, INC., 49507-7-2228 | 5310153209 |  |  | JAMES S. KONE & COMP | 49507-7-2228
SJG-I | 5310157630 |  | 02-02-47-20 | 1 | EA | NUT, WESTINGHOUSE, 6041J30006 | 5310157630 |  |  | TURGENAUX | 6041J30006
SJG-I | 4810134280 |  | 02-02-47-20 | 1 | EA | PIN, 1.38L, .219 OD MASONEILAN DIV, 971342021-250-0000 | 4810134280 |  |  | ENGINEERED EQUIPMENT | 971342021-250-0000
SJG-I | 4820127308 |  | 02-02-47-20 | 1 | EA | PLUG, CONTROL COMPONENTS 12060 | 4820127308 |  |  | CONTROL COMPONENTS | 12060
SJG-I | 4810131344 |  | 02-02-47-20 | 1 | EA | PLUG, VALVE, 2", 316 SS, VALTEK INC, 002104-150-000 | 4810131344 |  |  | FLOWSERVE FCD CORP | 002104-150-000
SJG-I | 4810122228 |  | 02-02-47-20 | 1 | EA | PLUG, VALVE, 2", MASONEILAN DIVISION, 13434-18-220 | IR97-0019 |  |  | MASONEILAN DIVISION | 13434-18-220
SJG-I | 4810134272 |  | 02-02-47-20 | 1 | EA | PLUG, VALVE, 4", MASONEILAN DIVISION, 013436-001-220 | IR01-0066 |  |  | ENGINEERED EQUIPMENT | 013436-001-220
SJG-I | 4810134256 |  | 02-02-47-20 | 3 | EA | RING, RETAINING, MASONEILAN DIVISION, 316182-000-151 | 4810134256 |  |  | ENGINEERED EQUIPMENT | 316182-000-151
SJG-I | 4810133860 |  | 02-02-47-20 | 1 | EA | RODEND, 3", VALTEK INC, 028893-239-000 | 4810133860 |  |  | FLOWSERVE FCD CORPOR | BY DESCRP
SJG-I | 5305153685 |  | 02-02-47-20 | 285 | EA | SCREW, CAP, HEX, 1/4"DIA, 20 TPI, 4"L, 316 STNLESS STL, ANY MFG, BY DESCRP | 5305153685 |  |  | ANY MFG | BY DESCRP
SJG-I | 5305146663 |  | 02-02-47-20 | 10 | EA | SCREW, SHOULDER, 3/4"DIA, 2"L, 10 TPI, ALLOY STL, HEX/SCKT, ANY MFG, BY DESCRP | 5305146663 |  |  | ANY MFG | BY DESCRP
SJG-I | 4810136566 |  | 02-02-47-20 | 1 | EA | STEM, VALVE, 1", 600 PSI, FISHER CONTROLS CO, 1U388835162 | 4810136566 |  |  | FISHER CONTROLS CO. | 1U388835162
SJG-I | 4820123935 |  | 02-02-47-20 | 6 | EA | VALVE, CHECK, 7-3/4" X 13TB, NON-ASB, CHICAGO PNEUMATIC, 5-PS679 | 4820123935 |  |  | ACRODYNE CORP. | 5-PS679
SJG-I | 4820120352 |  | 02-02-47-20 | 1 | EA | VALVE, CHECK, SWING, 3/4", THDED, ALLOY 20, 150 LB, LADISH C | 4820120352 |  |  | LADISH CO | 5270
SJG-I | 4820125401 |  | 02-02-47-20 | 1 | EA | VALVE, GAUGE, 1/2", STL BODY, THRD, NON-ASB, PENBERTHY MFG. CO., 64810-500 | IR01-0251 |  |  | PENBERTHY MFG. CO. | 63030-500
SJG-I | 4810129942 |  | 02-02-47-20 | 2 | EA | VALVE, SOLENOID, AIR, 1/2", 4-WAY, UCC, 1955-74 | 4810129942 |  |  | UNITED CONVEYOR CORP | BY DESCRP
SJG-I | 4810123101 |  | 02-02-47-20 | 6 | EA | VALVE, SOLENOID, WESTINGHOUSE ELEC, 390A924002 | 4810123101 | WESTINGHOUSE | 390A924002 | TURGENAUX | 390A924002
SJG-I | 5310157457 |  | 02-02-47-20 | 2 | EA | WASHER, FEM, WESTINGHOUSE ELECTRIC COR, 363B414004 | IR95-0595 |  |  | WESTINGHOUSE ELECTRI | 363B414004
SJG-I | 5310157283 |  | 02-02-47-20 | 9 | EA | WASHER, FEM, WESTINGHOUSE ELECTRIC, 363B414H07 | IR99-0301 |  |  | TURGENAUX | 363B414H07
SJG-I | 5310159669 |  | 02-02-47-20 | 15 | EA | WASHER, INSUL, 7/8"ID, 1-5/8"OD, 3/8"THK, PNM MACHINE SHOP, | IR01-0069 |  |  | PNM MACHINE SHOP | BY DESCRP
SJG-I | 5310160253 |  | 02-02-47-20 | 19 | EA | WASHER, LOCKING, HELICAL, 3/16", 1/4"OD, 3/64"THK, CS, ELLIO | 5310160253 |  |  | ELLIOTT COMPANY | P25A22
SJG-I | 5310158620 |  | 02-02-47-20 | 4 | EA | WASHER, MALE, WESTINGHOUSE ELECTRIC COR, 363B413006 | IR95-0607 |  |  | TURGENAUX | 363B413006
SJG-I | 5310157291 |  | 02-02-47-20 | 4 | EA | WASHER, MALE, WESTINGHOUSE ELECTRIC COR, 363B413007 | 5310157291 |  |  | TURGENAUX | 363B413007
SJG-I | 3010049884 |  | 02-02-47-21 | 2 | EA | ACTUATOR, SW/RIGHT HAND, CS, DIAMOND POWER SPECIALTY C, 8473 | 3010049884 |  |  | DIAMOND POWER SPECIA | 847305-0002
SJG-I | 3110063538 |  | 02-02-47-21 | 1 | ST | BEARING, ROLLER, CYLINDRICAL, 1.3780"ID, 2.8346"OD, 2.1 | 3110063538 |  |  | INTERNATIONAL BEARIN | 52072
SJG-I | 3040055323 |  | 02-02-47-21 | 3 | EA | COLLAR, SPL RNG, WORTHINGTON PUMPS CORP., VK-21443 | IR01-0613 |  | THELCO NEW MEXICO CO | WORTHINGTON PUMPS CO | VK-21443
SJG-I | 2825001551 |  | 02-02-47-21 | 1 | EA | COUPLING, DRIVE, 1-5/8", 7/8", PIONEER MOTOR BEARING, Z37000 | 2825001551 |  |  | PIONEER MOTOR BEARIN | Z37000
SJG-I | 3010049710 |  | 02-02-47-21 | 1 | EA | COUPLING, DRIVE, FLEX, DRESSER MANUFACTURING DIV, 21369 | 3010049710 |  |  | DRESSER MANUFACTURIN | 21369
SJG-I | 0100003384 |  | 02-02-47-21 | 3 | EA | FILTER, INLINE ELEMENT, 25 MICRON | 0100003384 |  |  | HILLIARD CORP | PS-511-40-C
SJG-I | 0100003386 |  | 02-02-47-21 | 3 | EA | FILTER, INLINE, ELEMENT, 60 MICRON, SS WIRE MESH | 0100003386 |  |  | MP PRODUCTS | HP0652M60VN
SJG-I | 0100003930 |  | 02-02-47-21 | 2 | EA | GASKET, VALVE, FLEXITALLIC, FLEXICARB FILLER, NON-ASBESTOS, WESTINGHOUSE ELECT. CORP, 388A789006 | 0100003930 |  |  | WESTINGHOUSE | 388A789006
SJG-I | 3020053181 |  | 02-02-47-21 | 1 | EA | GEAR, PINION, BALANCED, ELLIOTT COMPANY, 825528-4 | 3020053181 |  |  | ELLIOTT COMPANY | 825528-4
SJG-I | 3020053199 |  | 02-02-47-21 | 1 | EA | GEAR, PINION, BALANCED, ELLIOTT COMPANY, 825530-4 | 3020053199 |  |  | ELLIOTT COMPANY | 825530-4
SJG-I | 3020053322 |  | 02-02-47-21 | 1 | EA | GEAR,BALANCED,ELLIOTT,825529-4,WU:ELLIOTT AIR COMPRESSOR, DRIVE CASING, MDL 175722, U-2 | 3020053322 |  |  | ELLIOTT COMPANY | 825529-4
SJG-I | 2825002302 |  | 02-02-47-21 | 2 | EA | GUIDE, VALVE, WESTINGHOUSE ELECTRIC CORP P/N 784D588002 | IR90-0100 |  |  | WESTINGHOUSE ELECTRI | 6042J95011
SJG-I | 3010050429 |  | 02-02-47-21 | 1 | EA | HUB, COUPLING, 30T, 3/4"BORE, FALK CORP, 1030T*34 | 3010050429 |  |  | FALK CORPORATION | 30T/1030T*34
SJG-I | 3010050411 |  | 02-02-47-21 | 1 | EA | HUB, COUPLING, DRV, 30T, 1-3/8"BORE, CS, KEYED, FALK CORPORA | 3010050411 |  |  | FALK CORPORATION | 30T
SJG-I | 2825002054 |  | 02-02-47-21 | 8 | EA | KEY, PNM MACHINE SHOP, SJS-M347 | 2825002054 |  |  | PNM MACHINE SHOP | SJS-M347
SJG-I | 2825002989 |  | 02-02-47-21 | 4 | EA | RETAINER, WESTINGHOUSE ELECTRIC, 787D258009 | IR90-0198 |  |  | TURGENAUX | 787D258009
SJG-I | 3110070558 |  | 02-02-47-22 | 4 | EA | BEARING, BALL, SINGLE ROW CONRAD/SEALED, 2.7559"ID, 5.9055"O | 3110070558 |  |  | FAG BEARING CORPORAT | 6314-2RS
SJG-I | 3110059866 |  | 02-02-47-22 | 2 | EA | BEARING, BALL, SINGLE ROW RADIAL, 3.3465"ID, 7.0866"OD, 1.6142"W, SKF 6317 JEM, WU:BC#4 | 3110059866 | FAFNIR BEARING | 317 K | SKF INDUSTRIES INC | 6317 JEM
SJG-I | 3110059130 |  | 02-02-47-22 | 4 | EA | BEARING, BALL, SINGLE ROW, 2.5591"ID, 5.5118"OD, 1.2992"W, A | 3110059130 |  |  | KAMAN INDUSTRIAL TEC | BY DESCRP
SJG-I | 3110067224 |  | 02-02-47-22 | 2 | EA | BEARING, BOWL, BOWL/TOP/INTERMEDIATE, WORTHINGTON PUMPS CORP., VK25197 | IR01-0926 |  |  | WORTHINGTON PUMPS CO | VK25197
SJG-I | 3110057845 |  | 02-02-47-22 | 2 | EA | BEARING, CONE, TAP ROER, 2.1250"ID, 0.7500"W, 0.1400", | 3110057845 |  |  | INTERNATIONAL BEARIN | 21120
SJG-I | 3110072703 |  | 02-02-47-22 | 1 | ST | BEARING, ROLLER, CONE/CUP, 6.5000"ID, 8.8750"OD, 1.6250 | 3110072703 |  |  | JAMES, COOKE, & HOBS | BY DESCRP
SJG-I | 3120060946 |  | 02-02-47-22 | 1 | EA | BUSHING, BRG, 1-3/4"ID, 2-5/16"OD, 7"L, OILITE BRONZE, WORTH | 3120060946 |  |  | THELCO NEW MEXICO CO | BY DESCRP
SJG-I | 4140000052 |  | 02-02-47-22 | 5 | EA | ELEMENT, FILTER, OIL, 1-19/32"ID, 3-59/64"OD, 9-1/4"L, SCHRO | 4140000052 |  |  | FLUID CONDITIONING C | BY DESCRP
SJG-I | 6680338156 |  | 02-02-47-22 | 1 | EA | GLASS, SIGHT, ASSY, MANZEL, 562-000-200 | 6680338156 |  | T.F. HUDGINS & ASSOC | MANZEL | 562-000-200
SJG-I | 3660000930 |  | 02-02-47-22 | 1 | EA | HEAD, INLET-OUTLET END, AMERICAN PRECISION INDUST, 32D02E3 | 3660000930 |  |  | INDUSTRIES INC. | 32D02E3
SJG-I | 6680339337 |  | 02-02-47-22 | 1 | EA | METER, FLOW, ROTR, 27", 316 STNLESS STL, 1-10 GPH, 1/8"FNPT, | 6680339337 |  |  | BROOKS INSTRUMENT | 2700-A6A6A2G
SJG-I | 6130000059 |  | 02-02-47-22 | 4 | EA | POWERSUPPLY, CONTROL SYSTEMS, 156-301 | 6130000059 |  |  | CONTROL SYSTEMS | 156-301
SJG-I | 6625001489 |  | 02-02-47-22 | 1 | EA | PROBE, BENTLY NEVADA, 306L-4452-02 | 6625001489 |  |  | BENTLY NEVADA CORP | 306L-4452-02
SJG-I | 6115000959 |  | 02-02-47-22 | 10 | EA | TUBE, INSUL, 1-1/32"ID, 1-7/32"OD, 2-19/32"L, WESTINGHOUSE E | IR98-0170 |  |  | TURGENAUX | 27D7805019
SJG-I | 5010000031 |  | 02-02-47-24 | 10 | EA | ELEMENT, FILTER, OIL, 2-7/32"ID, 4-1/2"OD, 7-7/16"L, PAPR/ST | 5010000031 |  |  | DONALDSON | P551222
SJG-I | 5010000049 |  | 02-02-47-24 | 9 | EA | FILTER, OIL, PAPR/STL, 40 MICRON, MARVEL OIL CO., INC., M-41 | 5010000049 |  |  | MARVEL ENGINEERING C | M-41
SJG-I | 5360200033 |  | 02-02-48-01 | 36 | EA | SPRING, GENERAL ELECTRIC COMPANY, U695D004N0928 | 5360200033 |  |  | GENERAL ELECTRIC CO. | U695D004N0928
SJG-I | 3110066689 |  | 02-02-48-03 | 2 | EA | BEARING, SEQ 8917, GENERAL ELECTRIC, 176C4302G0001 | IR96-1871 |  |  | GENERAL ELECTRIC | 176C4302G0001
SJG-I | 1950003168 |  | 02-02-48-03 | 2 | EA | BUSHING, GENERAL ELECTRIC COMPANY, 134B219AA-101-9-C01 | IR90-0220 |  |  | GENERAL ELECTRIC CO. | 134B219AA
SJG-I | 5365216281 |  | 02-02-48-03 | 1 | EA | BUSHING, VALVE, STOP, GENERAL ELECTRIC COMPANY, 101A416YFP1 | IR99-0354 |  |  | GENERAL ELECTRIC CO. | 101A416YFP1
SJG-I | 5910222628 |  | 02-02-48-03 | 2 | EA | CAPACITOR, 120 AC/200 DC V, 50 UF, GENERAL ELECTRIC COM | IR99-0319 |  |  | GENERAL ELECTRIC SUP | 28F1132FC + BRKT
SJG-I | 5910222636 |  | 02-02-48-03 | 1 | EA | CAPACITOR, 600 V, 10 UF, GENERAL ELECTRIC COMPANY, 68A7 | IR99-0320 |  |  | GENERAL ELECTRIC SUP | 44B216128007
SJG-I | 1950002715 |  | 02-02-48-03 | 2 | EA | SEAT, VALVE, GENERAL ELECTRIC, 271A9625P0101 | 1950002715 |  |  | GENERAL ELECTRIC CO. | 271A9625P0001
SJG-I | 5307150309 |  | 02-02-48-03 | 10 | EA | STUD, TAP, GENERAL ELECTRIC, 06913435P0006 | IR99-0329 |  |  | GENERAL ELECTRIC CO. | 06913435P0006
SJG-I | 5307150424 |  | 02-02-48-03 | 5 | EA | STUD, TAP, GENERAL ELECTRIC, 06915956P0003 | IR99-0327 |  |  | GENERAL ELECTRIC COM | 06915956P0003
SJG-I | 5930234074 |  | 02-02-48-03 | 1 | EA | SWITCH, LIMIT, GENERAL ELECTRIC CO, U406X000P0009 | IR99-0321 |  |  | GENERAL ELECTRIC CO. | U406X000P0009
SJG-I | 2825001817 |  | 02-02-48-03 | 1 | EA | TRIGGER, ITEM 24, WESTINGHOUSE ELECTRIC COR, 647D076001 | IR96-1860 |  |  | WESTINGHOUSE ELECTRI | 647D076001
SJG-I | 5999268021 |  | 02-02-48-04 | 3 | EA | BOARD, CIRCUIT, PRINTED, GENERAL ELECTRIC COMPANY, 0948D816G0001, OBSOLETE TO SJGS | IR99-0356 |  |  | GENERAL ELECTRIC | 0948D816G0001
SJG-I | 5999272312 |  | 02-02-48-04 | 2 | EA | BOARD, CIRCUIT, PRINTED, GENERAL ELECTRIC COMPANY, 3S7932MA2 | IR99-0357 |  |  | GENERAL ELECTRIC CO. | 3S7932MA276A4
SJG-I | 2825004084 |  | 02-02-48-04 | 1 | EA | BUSHING, GENERAL ELECTRIC COMPANY, 101B246DY-1-18-B23 | IR96-1865 |  |  | GENERAL ELECTRIC CO. | 101B246DY-1-18-B23
SJG-I | 1950003101 |  | 02-02-48-04 | 2 | EA | GEAR, GENERAL ELECTRIC COMPANY, 125D291AX 3 13 EA1 | IR90-0223 |  |  | GENERAL ELECTRIC CO. | 125D291AX 3 13 EA1
SJG-I | 6105288143 |  | 02-02-48-04 | 1 | EA | MOTOR, ELECTRIC, DRIVE ASSEMBLY, GENERAL ELECTRIC, 114D9434G0002 | IR99-0353 |  |  | GENERAL ELECTRIC CO. | 114D9434G0002
SJG-I | 5315159003 |  | 02-02-48-05 | 2 | EA | PIN, XHD, WESTINGHOUSE, 784D710005, WU:WEST TRBNE HP-IP 13A3 | IR90-0010 |  |  | WESTINGHOUSE ELECTRI | 784D710005
SJG-I | 5999280679 |  | 02-02-48-06 | 3 | EA | BLOCK, CONTACT, AUX/INTLK, 600 V, 10 A, 1 NO 1 NC, SIEMENS-A | 5999280679 |  |  | FRANK W. GORMAN CO., | BY DESCRP
SJG-I | 6685366954 |  | 02-02-48-06 | 5 | EA | BLOCK, THERMOCOUPLE, LEEDS & NORTHRUP, 016338 | 6685366954 |  |  | LEEDS & NORTHRUP | 16338
SJG-I | 3990000295 |  | 02-02-48-06 | 1 | EA | LINER, SIDE/LEFT HAND, UCC, 20261 | IR14-0075 |  |  | HELMICK CORPORATION | N-8301
SJG-I | 3990000303 |  | 02-02-48-06 | 1 | EA | LINER, SIDE/RIGHT HAND, UCC, 20262 | IR14-0076 |  |  | HELMICK CORPORATION | H-8302
SJG-I | 3020055079 |  | 02-02-48-06 | 12 | EA | LINK, CONNECTING, UCC, 36024-7 | 3020055079 |  |  | UNITED CONVEYOR CORP | 36024-7
SJG-I | 3120061183 |  | 02-02-48-06 | 2 | EA | SEAL, BRG, VITON, BUFFALO FORGE CO., 30 | 3120061183 |  |  | BUFFALO FORGE CO. | 30
SJG-I | 3120061191 |  | 02-02-48-06 | 2 | EA | SEAL, BRG, VITON, BUFFALO FORGE CO., 30A | 3120061191 |  |  | BUFFALO FORGE CO. | 30A
SJG-I | 5330194985 |  | 02-02-48-06 | 3 | EA | SEAL, OIL/GREASE, PUMP, 6.875"ID, 8.375"OD, 0.750"W, CHICAGO RAWHIDE, 68745 | 5330194985 |  |  | ADVANCE SUPPLY & PUM | 68745
SJG-I | 6115000074 |  | 02-02-48-06 | 22 | EA | SLEEVE, LOCKING, WESTINGHOUSE ELECTRIC COR, 172A545H01 | 6115000074 |  |  | WESTINGHOUSE ELECTRI | 172A545H01
SJG-I | 5305151309 |  | 02-02-48-08 | 13 | EA | SCREW, BOTTOM, WESTINGHOUSE ELECTRIC, 10H0667010 | IR99-0335 |  |  | TURGENAUX | 10H0667010
SJG-I | 5305144700 |  | 02-02-48-08 | 32 | EA | SCREW, CAP, HEX, 1/2"DIA, 13 TPI, 12"L, ZINC PLTD CS, 5 GR, | IR99-0339 |  |  | ANY MFG | BY DESCRP
SJG-I | 5999273187 |  | 02-02-48-09 | 1 | EA | BOARD, CIRCUIT, PRINTED, GENERAL ELECTRIC, 0485L114G0002 | IR01-0035 |  |  | GENERAL ELECTRIC | 0485L114G0002
SJG-I | 5999271934 |  | 02-02-48-09 | 1 | EA | BOARD, CIRCUIT, PRINTED, GENERAL ELECTRIC, 0872D496G0002 | IR01-0032 |  |  | GENERAL ELECTRIC | 0872D496G0002
SJG-I | 5999274656 |  | 02-02-48-09 | 1 | EA | BOARD, CIRCUIT, PRINTED, GENERAL ELECTRIC, 0947D382G0001 | IR01-0037 |  |  | GENERAL ELECTRIC | 0947D382G0001
SJG-I | 5999272437 |  | 02-02-48-09 | 1 | EA | BOARD, CIRCUIT, PRINTED, GENERAL ELECTRIC, 0948D192G0001 | IR01-0033 |  |  | GENERAL ELECTRIC | 0948D192G0001
SJG-I | 5999273591 |  | 02-02-48-09 | 1 | EA | BOARD, CIRCUIT, PRINTED, GENERAL ELECTRIC, 0948D801G009 | IR01-0036 |  |  | GENERAL ELECTRIC | 0948D801G009
SJG-I | 6685362706 |  | 02-02-48-09 | 3 | EA | GAUGE, PRESSURE, GENERAL ELECTRIC COMPANY, 234A6578P000 | IR01-0040 |  |  | GENERAL ELECTRIC CO. | 234A6578P0004
SJG-I | 5999269318 |  | 02-02-48-09 | 1 | EA | MODULE, POWER | IR01-0049 |  |  | INTERNATIONAL RECTIF | 1929/57532
SJG-I | 5999272650 |  | 02-02-48-11 | 1 | EA | BOARD, CIRCUIT, PRINTED, GENERAL ELECTRIC, 125D339G0003 | IR01-0034 |  |  | GENERAL ELECTRIC | 125D339G0003
SJG-I | 5999276511 |  | 02-02-48-11 | 1 | EA | BOARD, CIRCUIT, PRINTED, WESTINGHOUSE ELEC, 2822A19G01 | IR01-0046 |  |  | WESTINGHOUSE ELEC | 2822A19G01
SJG-I | 5999286106 |  | 02-02-48-11 | 2 | EA | MODULE, ANALOG DIVIDER, 4-20MA, 1-5VDC, 0-800 DEG | IR01-0044 |  |  | MOORE INDUSTRIES | ADBA420MAB15V15V117A
SJG-I | 5999286114 |  | 02-02-48-11 | 3 | EA | MODULE, TRANSMITTER, SQUARE ROOT, 4-20MA, 10/117V | IR01-0043 |  |  | MOORE INDUSTRIES | BY DESCRP
SJG-I | 5999286098 |  | 02-02-48-11 | 2 | EA | MODULE, TRANSMITTER, THERMOCOUPLE | IR01-0042 |  |  | MOORE INDUSTRIES | TCT/J5-10MVFS/1.5VDS
SJG-I | 6685365725 |  | 02-02-48-11 | 2 | EA | TUBE, BOILER, S-BEND, HAGAN CONTROLS, 375432-002 | IR01-0041 |  |  | HAGAN CONTROLS | 375432-002
SJG-I | 5330186908 |  | 02-02-48-12 | 7 | EA | GASKET, BRG HSNG, 5-3/8"ID, 7"OD, 0.050"THK, NON-ASB, RND, G | 5330186908 |  |  | JAMES S. KONE & COMP | 75773-5130-0007
SJG-I | 5330189100 |  | 02-02-48-12 | 4 | EA | GASKET, CVR END, NON-ASB, GOULDS PUMPS, INC., 75704-5130 | 5330189100 |  |  | JAMES S. KONE & COMP | 75704-5130
SJG-I | 5330179283 |  | 02-02-48-12 | 2 | EA | GASKET, CVR, 17-3/4"ID, 18-3/16"OD, 1/16"THK, NON-ASB, RND, | 5330179283 |  |  | JAMES S. KONE & COMP | ITEM 351
SJG-I | 5330180117 |  | 02-02-48-12 | 2 | EA | GASKET, RAISED FACE, 3", 1/8"THK, NON-ASB, 300 LB, RICHARD K | 5330180117 |  |  | A.W.CHESTERTON CO. | 195
SJG-I | 5330191981 |  | 02-02-48-12 | 4 | EA | O-RING, 144, 2-1/2"ID, 2-11/16"OD, 3/32"THK, TEFLON, GOULDS | 5330191981 |  |  | ADVANCE SUPPLY & PUM | BY DESCRP
SJG-I | 5330189068 |  | 02-02-48-12 | 4 | EA | SEAL, OIL/GREASE, 2.375"ID, 3.251"OD, 0.453"W, CHICAGO RAWHI | 5330189068 |  |  | ADVANCE SUPPLY & PUM | BY DESCRP
SJG-I | 5330187682 |  | 02-02-48-12 | 5 | EA | SEAL, OIL/GREASE, 2.500"ID, 3.251"OD, 0.438"W, CHICAGO | 5330187682 |  |  | ADVANCE SUPPLY & PUM | BY DESCRP
SJG-I | 5310161160 |  | 02-02-48-14 | 7 | EA | NUT, GENERAL ELECTRIC, U613X000P0216 | IR99-0448 |  |  | GENERAL ELECTRIC CO. | U613X000P0216
SJG-I | 4730125939 |  | 02-02-48-15 | 2 | EA | DISC, CNTRLLED, 1", 10-600 PSI/750 DEG F, ARMSTRONG MACHINE WORKS, 3043102 | IR05-0154 |  |  | ARMSTRONG MACHINE WO | CD-63
SJG-I | 6680338321 |  | 02-02-48-15 | 2 | EA | HEAD, IND/LEVEL, 110/V60 HZ, W/PWR PACK, BINDICATOR MODEL RA | IR05-0152 |  |  | BINDICATOR | MODEL RA
SJG-I | 4810130924 |  | 02-02-48-15 | 1 | EA | PLUG, VALVE, 4", CHARLES S. LEWIS AND COMPANY, 5 | IR05-0456 |  |  | CHARLES S. LEWIS & C | 5
SJG-I | 4810130932 |  | 02-02-48-15 | 1 | EA | PLUG, VALVE, 6", CHARLES S. LEWIS AND COMPANY, 5 | IR05-0145 |  |  | CHARLES S. LEWIS | 5
SJG-I | 5945246212 |  | 02-02-48-15 | 1 | EA | RELAY, PNEUMATIC, BSTR, 3/4", BLTED, ABB KENT-TAYLOR INC, 61 | IR05-0457 |  |  | ABB KENT-TAYLOR, INC | 61S871K
SJG-I | 5305148230 |  | 02-02-48-15 | 77 | EA | SCREW, CAP, HEX, 7/6"DIA, 9 TPI, 6"L, 316 STNLSS STL, ANY MFG, BY DESCRP | IR05-0200 |  |  | ANY MFG | BY DESCRP
SJG-I | 4810130908 |  | 02-02-48-15 | 1 | EA | STEM, VLVE, GLOBE, 6", ALLOY 20, CHARLES S. LEWIS & COMP, 12 | IR05-0146 |  |  | CHARLES S. LEWIS & C | 12
SJG-I | 3110072729 |  | 02-02-48-16 | 24 | EA | BEARING, FLANGE, SLEV, 2.0000"ID, 5.6250"OD, 1.6563"W, | 3110072729 |  |  | DODGE DIV., RELIANCE | 33273
SJG-I | 3030052900 |  | 02-02-48-16 | 2 | EA | BELT, DRIVE, V, 55.000", 0.469", NATIONAL PRODUCTS, INC | 3030052900 |  |  | AZTEC AUTO SUPPLY | BY DESCRP
SJG-I | 3110069576 |  | 02-02-48-17 | 4 | EA | BEARING, THRUST, BALL, 3.3465"ID, 7.0866"OD, 2.3622"W, BRONZ | 3110069576 |  |  | ADVANCE SUPPLY & PUM | BY DESCRP
SJG-I | 4320087986 |  | 02-02-48-17 | 1 | EA | BUSHING, STUFFING BX/SCTION SIDE, PNM MACHINE SHOP, SJS-M248 | IR96-0790 |  |  | PNM MACHINE SHOP | SJS-M248
SJG-I | 5950249770 |  | 02-02-48-17 | 1 | EA | COIL, ELECTRICAL, 120 V, RPLCEMENT, GOULDS PUMPS, G10G12 | IR97-0321 |  |  | GOULDS INC | G10G12
SJG-I | 6110295828 |  | 02-02-48-17 | 1 | EA | CONTACT, ELEC, KIT, PWR RENEWAL/SZ 5, GOULD, G-203G | IR01-0204 |  |  | GOULD, INC., CORPORA | G-203G
SJG-I | 3010051351 |  | 02-02-48-17 | 2 | KT | COUPLING, KIT, (1) HUB 1-3/8, (1) HUB 2-1/8, FALK, BY DESCRP, WU: FMC LINK-BELT CLINKER GRINDER GEAR | 3010051351 |  | FALK | KAMAN | BY DESCRP
SJG-I | 4320087390 |  | 02-02-48-17 | 1 | EA | DEFLECTOR, WATER, 3-1/4"ID, 5-1/4"OD, 3/4"THK, CI, THDED, GO | 4320087390 |  |  | JAMES S. KONE & COMP | 075745-1001
SJG-I | 4810131872 |  | 02-02-48-17 | 2 | EA | FOLLOWER, PACKING, FISHER CONTROLS, 1E9443-3507 | 4810131872 |  |  | FISHER CONTROLS COMP | 1E9443-35072
SJG-I | 4320090709 |  | 02-02-48-17 | 1 | EA | IMPELLER, PUMP,11.80"DIA,MATERIAL #M3265,WORTHINGTON PUMPS CORP,959841-08,WU: U-3&4 BRINE CONCENTRATORS PROD. PMP,MDL D1011, FRAME 3, SIZE 4X3X | 4320090709 |  |  | THELCO NEW MEXICO CO | 959841-08
SJG-I | 4320087416 |  | 02-02-48-17 | 1 | EA | KEY, IMPLR, GOULDS PUMPS, INC., 49568-406-2226-21010 | 4320087416 |  |  | JAMES S. KONE & COMP | 178
SJG-I | 3020055665 |  | 02-02-48-17 | 5 | EA | LINK, CHAIN, MASTER/HEAVY, #140H, 1-1/4"PITCH, REXNORD, 140H | 3020055665 |  |  | ACME CHAIN | 140H
SJG-I | 3020055673 |  | 02-02-48-17 | 7 | EA | LINK, CHAIN, ROER/HEAVY, #140H, 1-1/4"PITCH, REXNORD, 140H | 3020055673 |  |  | ACME CHAIN | 140H
SJG-I | 0100006111 |  | 02-02-48-17 | 3 | EA | LINK, CONNECTING, OFFSET, KAMAN, 160OL, WU:U3&4 CLINKER GRIN | 0100006111 |  |  | KAMAN | 160OL
SJG-I | 4730111087 |  | 02-02-48-17 | 2 | EA | NOZZLE, 2-1/8", 416 SS, UCC, 403100-92 | 4730111087 |  |  | HELMICK CORPORATION | K-6187-P5
SJG-I | 4320087945 |  | 02-02-48-17 | 3 | EA | NUT, IMPELLER, 416 STNLESS STL, PNM MACHINE SHOP, SJS-M233 | 4320087945 |  |  | PNM MACHINE SHOP | SJS-M233
SJG-I | 4320087929 |  | 02-02-48-17 | 2 | EA | NUT, SHFT SLEV, 416 STNLESS STL, PNM MACHINE SHOP, SJS-M230 | 4320087929 |  |  | PNM MACHINE SHOP | SJS-M230
SJG-I | 0100001645 |  | 02-02-48-17 | 2 | EA | RING, NECK, 4.531X5.625X2.250, ITEM 12, MODEL 10-2 STG, MS-1 | 0100001645 |  |  | HAZELTON PUMPS | 606487-096H
SJG-I | 5365217560 |  | 02-02-48-17 | 2 | EA | RING, RETAINING, BRG, VERSALOY, PNM MACHINE SHOP, SJS-M267 | IR00-0520 |  |  | PNM MACHINE SHOP | SJS-M267
SJG-I | 5365217552 |  | 02-02-48-17 | 2 | EA | RING, RETAINING, BRG/THRUST END, VERSALOY, PNM MACHINE SHOP, | IR00-0519 |  |  | PNM MACHINE SHOP | SJS-M261
SJG-I | 0100004795 |  | 02-02-48-17 | 1 | EA | RING, TAPER, 5.000TX.875WM, WEIR SUPPLY GROUP, 595473-030, | 0100004795 |  |  | WEIR SUPPLY GROUP | 595473-030
SJG-I | 5305146705 |  | 02-02-48-17 | 4 | EA | SCREW, IMPELLER, 7/8"DIA, 2-1/4"L, 14 TPI, GOULDS PUMPS, INC., | 5305146705 |  |  | JAMES S. KONE & COMP | 9158801
SJG-I | 0100001732 |  | 02-02-48-17 | 2 | EA | SEAL, IMPRO, 3.750 X 47.50 X .900 | 0100001732 |  |  | HAZLETON PUMP | 834077-027
SJG-I | 5330171041 |  | 02-02-48-17 | 2 | EA | SEAL, OIL/GREASE, 2.188"ID, 3.000"OD, 0.500"W, CHICAGO | 5330171041 |  |  | ADVANCE SUPPLY & PUM | BY DESCRP
SJG-I | 5330222448 |  | 02-02-48-17 | 2 | EA | SEAL, OIL/GREASE, 66104, DBL LIP, 3.125"ID, 4.130"OD, 0.562" | 5330222448 |  |  | CHICAGO RAWHIDE MANU | 31173
SJG-I | 0100001841 |  | 02-02-48-17 | 2 | EA | SEAL, OIL/GREASE, IMPRO 3.375 X 4.375 X.900 | 0100001841 |  |  | HAZLETON PUMPS | 832737-027
SJG-I | 4320087879 |  | 02-02-48-17 | 2 | EA | SLEEVE, ADPTR/THRUST BRG, VERSALOY, PNM MACHINE SHOP, SJS-M2 | 4320087879 |  |  | PNM MACHINE SHOP | SJS-M265
SJG-I | 0100004796 |  | 02-02-48-17 | 1 | EA | SLEEVE, BALL BEARING, WEIR SUPPLY GROUP, 595472-030 | 0100004796 |  |  | WEIR SUPPLY GROUP | 595472-030
SJG-I | 0000000944 |  | 02-02-48-17 | 1 | EA | SLEEVE, SHAFT, JOURNAL, NICKEL/CHROME BORON | 0000000944 |  |  | UCC | 2123-22
SJG-I | 4320077011 |  | 02-02-48-17 | 1 | EA | SLEEVE, SHAFT, PUMP, STNLESS STL, KEYED, GOULDS PUMPS, INC., | 4320077011 |  |  | JAMES S. KONE & COMP | 126
SJG-I | 3020055053 |  | 02-02-48-17 | 4 | EA | SPROCKET, DRIVE, 13, UCC, 36095 | 3020055053 |  |  | UNITED CONVEYOR CORP | 36095
SJG-I | 5930229249 |  | 02-02-48-17 | 1 | EA | SWITCH, MANUAL-SELECTOR,3 POSITION SELECTOR, ON/OFF/AUTO,OIL-TIGHT, W/NAME PLATE TYPE "B",ALLEN-BRADLEY,800T-J17KR1B,WU:UNITS 1&2 ELECTRICAL | 5930229249 | OBSO, USE 0100006891 | WHEN LAST ONE USED | ALLEN-BRADLEY CO. | 800T-J2A/800T-J17KR1
SJG-I | 3040056404 |  | 02-02-48-17 | 6 | EA | WIPER, ROD, UCC, 43068, WU: UCC 10" HYDRALIC CYLINDER, TYPE 2-4301-14, BOTTOM ASH DEWATERING BINS & ASH HOPPERS, UNITS 1-4 | 3040056404 |  |  | JOHNS-MANVILLE | 11985P
SJG-I | 3030053395 |  | 02-02-48-23 | 18 | EA | BELT, DRIVE, V/WDG, 106.000", 0.625", 0.531"THK, BROWNIG 5VX1060 | 3030053395 |  |  | ADVANCE SUPPLY & PUM | 5VX1060
SJG-I | 0100001655 |  | 02-02-48-23 | 2 | EA | SEAL, MECH, CARTRIDGE, 4-1/4", AES CURC TC/SC/VIT 3&4 HP PU | 0100001655 |  |  | FOUR STATES GASKET | BY DESCRP
SJG-I | 0100001428 |  | 02-02-48-23 | 5 | EA | SEAL, MECHANICAL, 442HP, 36SA, RSC/RSC/S/EP | 0100001428 |  |  | CHESTERSON | 442HP, 36SA RSC/RSC/
SJG-I | 0100001654 |  | 02-02-48-23 | 3 | EA | SEAL, MECHANICAL, CARTRIDGE, 3-3/4"ID, AES CURC TC/SC/VIT, FOUR STATES GASKET, ABTS30V01, WU:U-3&4 LP PUMPS | 0100001654 |  |  | FOUR STATES GASKET | ABTS30V01
SJG-I | 6685365113 |  | 02-02-48-23 | 2 | AS | THERMOCOUPLE, (2EA=1AS), E, RELIANCE ELECT CO 415934-1T | 6685365113 |  |  | RELIANCE ELECTRIC CO | 415934-1T
SJG-I | 4010067785 |  | 02-02-49-03 | 2 | EA | CABLE, ASSEMBLY, EXT, 17"L, BENTLEY NEVADA, 2789204 | IR05-0065 |  |  | BENTLEY NEVADA CORP. | 2789204
SJG-I | 5950248681 |  | 02-02-49-03 | 8 | EA | COIL, ELECTRICAL, OPERG, 120 V, 60 HZ, BELLOWS INTERNATIONAL, K593-025 | IR05-0061 |  |  | SCHRADER BELLOWS INC | K593-025
SJG-I | 5950249119 |  | 02-02-49-03 | 9 | EA | COIL, ELECTRICAL, SLND, 460/115 DC V, 60HZ, BLTED, BELLOWS | IR05-0059 |  |  | SCHRADER BELLOWS INC | K593-041
SJG-I | 5940239055 |  | 02-02-49-03 | 206 | EA | CONNECTOR, WIRE, SPLIT BOLT, #16 AWG, 3M CO, IND. ELECT., SW-1 | IR05-0064 |  |  | 3M/GENERAL OFFICES | SW-1
SJG-I | 5935236397 |  | 02-02-49-03 | 2 | EA | PLUG, ELECTRICAL, CNDLT, #10-#6 AWG, CU-FREE AL, 600 AC/25 | IR05-0057 |  |  | APPLETON ELECTRIC CO | ACP3044B
SJG-I | 5945245990 |  | 02-02-49-03 | 8 | EA | RELAY, 12 VDC, 2 A, CRYSTAL, DPDT/HALF SZ, NEWARK ELECT | IR05-0063 |  |  | BELL INDUSTRIES | 24F2898
SJG-I | 5330224410 |  | 02-02-49-03 | 1 | EA | SEAL, MECHANICAL, 1"ID, LAPMASTER INT'L, B27 | IR05-0067 |  |  | BURHANS-SHARPE | B27
SJG-I | 5930232631 |  | 02-02-49-03 | 1 | EA | SWITCH, LIMIT, STOP VLV, WESTINGHOUSE ELECTRIC COR., 459B407 | IR05-0056 |  |  | WESTINGHOUSE ELEC | 459B407G01
SJG-I | 6645328185 |  | 02-02-49-03 | 1 | EA | TIMER, ELECTRICAL.120V, EAGLE SIGNAL CO, DA211A6 | IR05-0060 |  |  | CONTROLS WEST, INC. | DA211A6
SJG-I | 4530001017 |  | 02-02-49-11 | 13 | EA | ARM, DAMPER PATTEN P50885 FORNEY B1342505, WU FORNEY 20" BURNER SHUT OFF DAMPER, UNITS 1&2 | IR99-0386 |  |  | FORNEY | B-13425-05
SJG-I | 5945247244 |  | 02-02-49-13 | 4 | EA | DETECTOR, DIFFERENTIAL EXP, GENERAL ELECTRIC COMPANY, 592494 | IR94-0329 |  |  | GENERAL ELECTRIC COM | 5924945G5
SJG-I | 3110068909 |  | 02-02-49-15 | 1 | EA | BEARING, DRV END/INBD, NON-INSULATED, GE, 34C540016-701 | IR95-0635 |  |  | GENERAL ELECTRIC | 34C540016-701
SJG-I | 3110068891 |  | 02-02-49-15 | 2 | EA | BEARING, OPPOSITE END/OUTBD, INSLATD, GEN ELEC, 34C540021701 | IR97-0488 |  |  | GENERAL ELECTRIC CO | 34C540021701
SJG-I | 3110062282 |  | 02-02-49-16 | 2 | EA | BEARING, BALL, SINGLE ROW/THRUST, 5.1181"ID, 11.0236"OD, 2.2 | 3110062282 |  |  | KAMAN INDUSTRIAL TEC | SKF 7326BCBM
SJG-I | 9320000129 |  | 02-02-49-16 | 3 | EA | BELLOWS, ABB KENT-TAYLOR INC, 61S833 | IR99-0398 |  |  | ABB KENT-TAYLOR, INC | 61S833
SJG-I | 3110072505 |  | 02-02-49-16 | 1 | EA | HOUSING, BEARING, PILLOW BLCK, THE TORRINGTON CO, BEARIN, | 3110072505 |  |  | TORRINGTON | FSAF517
SJG-I | 4610000616 |  | 02-02-49-23 | 54 | KT | DISTRIBUTOR, KIT/TUBE REPR, W/SLEV/INSRT, RESOURCES CONSERVATION CO, RCC-SK-161 | IR99-0388 |  |  | RESOURCES CONSERVATI | RCC SK-161
SJG-I | 5999282691 |  | 02-02-50-01 | 1 | EA | BOARD, CIRCUIT, PRINTED, REMOTE OPERATION, GENERAL ELECTRIC, 1PC2-R008 | IR94-0038 |  |  | GENERAL ELECTRIC CO. | 1PC2-R008
SJG-I | 4810138000 |  | 02-02-50-03 | 2 | EA | DIAPHRAGM, MODULATING, 3", NIGHTWINE & ASSOCIATES, I, BY DESCRP, LIMESTONE | IR05-0122 |  |  | NIGHTWINE & ASSOCIAT | BY DESCRP
SJG-I | 5975272229 |  | 02-02-50-03 | 2 | EA | NUT, COMP, LEEDS & NORTHRUP, 003618 | IR05-0113 |  |  | LEEDS & NORTHRUP | 3618
SJG-I | 5330218842 |  | 02-02-50-03 | 3 | ST | PACKING, PREFORMED/SET, TWIN, 2"ID, 0-600 DEG F, 9, VALTEK | IR05-0123 |  |  | FLOWSERVE FCD CORPOR | BY DESCRP
SJG-I | 4320087143 |  | 02-02-50-03 | 1 | EA | ROD. CONNECTING, 316 STNLSS STL, MILTON ROY CO., 214-00 | IR05-0119 |  |  | MILTON ROY CO | 214-A
SJG-I | 4320086798 |  | 02-02-50-03 | 1 | EA | SHAFT, DRIVE, PUMP, 316 STNLSS STL, THE DURIRON COMPANY | IR05-0109 |  |  | THE DURIRON COMPANY | BY30185A
SJG-I | 5365218139 |  | 02-02-50-03 | 4 | ST | SHIM, BRASS, ELLIOTT COMPANY, P835B3000 | IR05-0112 |  |  | ELLIOTT COMPANY | DWG#R809406
SJG-I | 4320090857 |  | 02-02-50-03 | 1 | EA | SLEEVE, HOOK, THE DURIRON COMPANY INC., 2Z177-A20 | IR05-0120 |  |  | THE DURIRON COMPANY | AY38913AA
SJG-I | 4810120420 |  | 02-02-50-03 | 1 | EA | STEM, VALVE, 8", 150LB, 1503WE, STNLSS STL, THE W.M. | IR05-0110 |  |  | THE WM POWELL CO | 16376
SJG-I | 5960000254 |  | 02-02-50-03 | 2 | EA | TUBE, ELECTRONIC, HITACHI AMERICA LTD., 7735A | IR05-0124 |  |  | DIAMOND ELECTRONICS, | 7735A
SJG-I | 3040057766 |  | 02-02-50-04 | 1 | EA | ACTUATOR, PNEUMATIC, 6-3/8", 150PSI, 3"DIA, UCC, 4401 | IR05-0134 |  |  | UNITED CONVEYOR CORP | 4401-61
SJG-I | 3110072927 |  | 02-02-50-04 | 2 | EA | BEARING, BALL, DOUBLE ROW/OPEN, 1.9665"ID, 4.3307"OD, 1.7500"W, NTN BEARING CORP OF AMERI, 5310N | IR05-0135 | BEARING CORP OF AMER | 5310N | THE DURIRON COMPANY | Y22060A
SJG-I | 5330171652 |  | 02-02-50-04 | 19 | EA | GASKET, CASING, 13-3/8"ID, 14"OD, 1/32"THK, NON-ASB, RND, ALLIS CHALMERS CORP., 52-431-816-011 | IR05-0129 |  |  | ALLIS CHALMERS CORP. | 52-431-816-011
SJG-I | 5330220780 |  | 02-02-50-04 | 5 | EA | GASKET, NON-ASB, 7-1/16"ID, 7-9/16"OD, 5/32"THK, TEFLON, VALTEK INC, 001943-925-000 | IR05-0137 |  |  | FLOWSERVE FCD CORPOR | 001943-925-000
SJG-I | 6680343586 |  | 02-02-50-04 | 6 | EA | GLASS, SIGHT, 5"OD, 3/4"THK, PYREX, THE ANCHOR PACKING | IR05-0131 |  |  | AMERICAN PACKING & G | BY DESCRP
SJG-I | 5820000080 |  | 02-02-50-04 | 1 | EA | LENS, SECARY/90DEG, QTZ, ARVIN/DIAMOND C/O FRANK G, 9068010 | IR05-0138 |  | ARVIN/DIAMOND C/O FR | DIAMOND ELECTRONICS | 9068010
SJG-I | 5820000098 |  | 02-02-50-04 | 1 | EA | LENS, TRHD/90 DEG, QTZ THK, ARVIN/DIAMOND C/O FRANK G, 90680 | IR05-0139 |  |  | DIAMOND ELECTRONICS | 90680
SJG-I | 4810124935 |  | 02-02-50-04 | 1 | EA | LINER, VLV, 2"DIA, FISHER CONTROLS CO, F26244-06802 | IR05-0127 |  |  | FISHER CONTROLS CO. | F26244-06802
SJG-I | 3040055935 |  | 02-02-50-04 | 6 | EA | ROD, PISTON, 3"STROKE, UCC, 44301-2 | IR05-0133 |  |  | UNITED CONVEYOR CORP | 44301-2
SJG-I | 4810136475 |  | 02-02-50-04 | 5 | EA | SEAL, BALL, 316 SS, FISHER CONTROLS CO, 1R969936142 | IR05-0136 |  |  | FISHER CONTROLS COMP | 1R9699396142
SJG-I | 5365212645 |  | 02-02-50-05 | 2 | EA | BUSHING, STUFFING BX, INGERSOLL RAND, 6GT86CX2816 | IR05-0149 |  |  | ACRODYNE CORP. | 6GT86CX2816
SJG-I | 6630324983 |  | 02-02-50-05 | 2 | EA | CHAMBER, REACTION, THERMO ELECTRON CORP, 6410, CEM | IR05-0159 |  |  | THERMO ELECTRON CORP | 6410
SJG-I | 6680338206 |  | 02-02-50-05 | 2 | EA | CONTROLLER, FLOW, BROOKS INSTRUMENT DIVISION, 8802D3L2B1CA | IR05-0151 |  |  | BROOKS INSTRUMENT | 8802D3L2B1CA
SJG-I | 6115001155 |  | 02-02-50-05 | 2 | EA | GENERATOR, TIME BASE/REDUNDANT, HATHAWAY INSTRUMENTS,034D331 | IR05-0158 |  |  | HATHAWAY INSTRUMENTS | 034D331
SJG-I | 6680339832 |  | 02-02-50-05 | 1 | EA | HEAD, PROBE, UCC, 34116-15 | IR05-0153 |  |  | ROBERTSHAW CONTROLS | MODEL 304A-B2-A1
SJG-I | 5820000270 |  | 02-02-50-05 | 5 | EA | LENS, ACHROMATIC ARVIN DIAMOND C/O FRANK G, 5142511111 | IR05-0150 |  |  | ARVIN DIAMOND C/O FR | 5142511111
SJG-I | 5310162275 |  | 02-02-50-05 | 100 | EA | NUT, 5/8", HASTALLOY C276, ANY MFG, BY DESCRP | IR05-0142 |  |  | ANY MFG | BY DESCRP
SJG-I | 4810131385 |  | 02-02-50-05 | 1 | EA | PLUG, VALVE, 2", ALLOY 20, VALTEK, 002291-154-000, | IR05-0147 |  |  | VALTEK INC | 002291-154-000
SJG-I | 5365216216 |  | 02-02-50-05 | 2 | EA | RING, SEALING, PROTECTOR, 2"OD, 316 STNLESS STL, 150-600 LB, FISHER CONTROLS COMPANY, 24A1747X022 | IR05-0156 |  |  | FISHER CONTROLS COMP | 24A1747X022
SJG-I | 5305155607 |  | 02-02-50-05 | 150 | EA | SCREW, CAP, HEX, 3/6"DIA, 16TPI, 2"L, HASTALLOY C276, UNITED | IR05-0141 |  |  | BOLTS & NUTS | BY DESCRP
SJG-I | 5305155458 |  | 02-02-50-05 | 50 | EA | SCREW, CAP, HEX, 5/6"DIA, 3"L, HASTALLOY C276, UNITED TITANI | IR05-0140 |  |  | BOLTS & NUTS | BY DESCRP
SJG-I | 4810135766 |  | 02-02-50-05 | 4 | EA | SEAL, SEAT/RNG, CONTROL COMPONENTS, INC., 120401048 | IR05-0148 |  |  | CONTROL COMPONENTS I | 120401048
SJG-I | 4810135733 |  | 02-02-50-05 | 2 | EA | SPACER, PACKING, CONTROL COMPONENTS, INC, 120401083 | IR05-0155 |  |  | CONTROL COMPONENTS I | 120401083
SJG-I | 6685367036 |  | 02-02-50-06 | 1 | EA | DIAPHRAGM, FOXBORO N0142NU | IR05-0165 |  |  | FOXBORO | N0142NU
SJG-I | 4810118788 |  | 02-02-50-06 | 1 | EA | DISC, VALVE, CHECK, 3", COBALT/STELLITE, 2070Y, ROCKWELL INT | IR05-0169 |  |  | ROCKWELL INTERNATION | 4840
SJG-I | 6680339469 |  | 02-02-50-06 | 4 | EA | METER, FLOW, 0.5-4, BROOKS INSTRU. DIV., 1510DFD6A1D | IR05-0164 |  |  | BROOKS INSTRUMENT | 1510DFD6A1D
SJG-I | 5310160717 |  | 02-02-50-06 | 70 | EA | NUT, HEX, 1/2", HASTALLOY, 13 TPI, CORROSION MATERIAL, ANY MFG, BY DESCRP | IR05-0163 |  |  | ANY MFG | BY DESCRP
SJG-I | 3040055273 |  | 02-02-50-06 | 75 | EA | PISTON, CYL, 3"OD, UCC 44245 | IR05-0168 |  |  | UNITED CONVEYOR CORP | 44245
SJG-I | 9510002208 |  | 02-02-50-06 | 6 | EA | ROD, THREADED, 1/2"DIA, 36"L, HASTALLOY C-276, 13 TPI | IR05-0175 |  |  | ANY MFG | BY DESCRP
SJG-I | 5330197681 |  | 02-02-50-06 | 1 | EA | SEAL, CONTROL COMPONENTS, 109591 | IR05-0172 |  |  | CONTROL COMPONENTS | 109591
SJG-I | 4810133068 |  | 02-02-50-06 | 1 | EA | SEAT, VALVE, RNG, 316 STNLSS STL, 2-1/2", FISHER CONTROLS CO | IR05-0171 |  |  | FISHER CONTROLS COMP | 1U2744-46052
SJG-I | 4810121964 |  | 02-02-50-06 | 1 | EA | SEAT, VALVE, RNG, MASONEILAN DIVISION, 010234-609-596 | IR05-0170 |  |  | ENGINEERED EQUIPMENT | 010234-609-596
SJG-I | 6695394525 |  | 02-02-50-06 | 1 | EA | SHIELD, ASSY/CPLNG NUT, 316 STNLSS STL, SPROUT-BAUER, GB600037 | IR05-0166 |  |  | C-E BAUER | GB600037
SJG-I | 4320078159 |  | 02-02-50-06 | 2 | EA | SLEEVE, DISTANT, INGERSOLL RAND CO., 8GT58BX2-673 | IR05-0161 |  |  | INGERSOLL-RAND CO | 8GT58BX2-673
SJG-I | 4320076179 |  | 02-02-50-06 | 1 | EA | SLEEVE, INTER, INGERSOLL RAND, 8GT57BX1-20K | IR05-0176 |  |  | ACRODYNE CORP. | 8GT57BX1-20K
SJG-I | 4810131997 |  | 02-02-50-06 | 1 | EA | VALVE, RELIEF, SAFETY, 1", 316 SS, THDED, 50 PSIG, TELEDYNE FARRIS ENGR, BY DESCRP, WU:RELIEF VALVE, (MC-830068), RCC, U-2&3 | IR05-0162 |  | JAMES S KONE & CO | TELEDYNE FARRIS ENGR | BY DESCRP
SJG-I | 4320078837 |  | 02-02-50-07 | 2 | EA | BUSHING, INGERSOLL RAND, 8GT86BX1 20H | IR05-0177 |  |  | ACRODYNE CORP. | 8GT86BX1 20H
SJG-I | 6685362979 |  | 02-02-50-07 | 1 | EA | CAPSULE, ASSY, FOXBORO ANALYTICAL, P0121AP | IR05-0183 |  |  | THE FOXBORO COMPANY | P0121AP
SJG-I | 4810123390 |  | 02-02-50-07 | 2 | EA | DIAPHRAGM, ACTUATOR, MASONEILAN, 010275-040-779 | IR05-0179 |  |  | ENGINEERED EQUIPMENT | 010275-040-779
SJG-I | 4320087069 |  | 02-02-50-07 | 2 | EA | PLUNGER, 1-1/16"DIA, MILTON ROY CO, 212-0053-006 | IR05-0185 |  |  | MILTON ROY COMPANY | 212-B
SJG-I | 5305155474 |  | 02-02-50-07 | 66 | EA | SCREW, CAP, HEX, 3/8"DIA, 2-1/2"L, HASTALLOY C276, ANY MFG, BY DESCRP | IR05-0180 |  |  | ANY MFG | BY DESCRP
SJG-I | 4310074275 |  | 02-02-50-07 | 1 | KT | SEAL, KIT, CARBON/REPR, ELLIOTT CO, P7963A3100-1 | IR05-0184 |  |  | ELLIOTT COMPANY | P7963A3100-1
SJG-I | 5999274367 |  | 02-02-50-08 | 1 | EA | BOARD, CIRCUIT, OBSOLETE, PRINTED, CV POSN CNTRL, GENERAL ELECTRIC COMPANY, 0948D374G0009 | IR01-0010 |  |  | GENERAL ELECTRIC | 0948D374G0009
SJG-I | 5999271918 |  | 02-02-50-08 | 1 | EA | BOARD, CIRCUIT, OBSOLETE/PRINTED, VLV POSNER, GENERAL ELECTRIC COMPANY, 0992D401G0004 | IR01-0008 |  |  | GENERAL ELECTRIC | 0992D401G0004
SJG-I | 5999269011 |  | 02-02-50-08 | 1 | EA | BOARD, CIRCUIT, PRINTED, CNVRTR/CURRENT/VAGE, GENERAL ELECTRIC, 114D7371G0001 | IR01-0011 |  |  | GENERAL ELECTRIC | 114D7371G0001
SJG-I | 5999275059 |  | 02-02-50-08 | 1 | EA | BOARD, CIRCUIT, PRINTED, FA/PA MTR DRV, GENERAL ELECTRIC, 0948D893G0005 | IR01-0009 |  |  | GENERAL ELECTRIC | 0948D893G0005
SJG-I | 5999274789 |  | 02-02-50-08 | 1 | EA | BOARD, CIRCUIT, PRINTED, GENERAL ELECTRIC, 0485L175G0003 | IR01-0012 |  |  | GENERAL ELECTRIC | 0485L175G0003
SJG-I | 5999273179 |  | 02-02-50-08 | 1 | EA | BOARD, CIRCUIT, PRINTED, GENERAL ELECTRIC, 0872D421G0001 | IR01-0013 |  |  | GENERAL ELECTRIC | 0872D421G0001
SJG-I | 5999273617 |  | 02-02-50-08 | 1 | EA | BOARD, CIRCUIT, PRINTED, WESTINGHOUSE, 398697001 | IR01-0007 |  |  | WESTINGHOUSE ELECTRI | 398697001
SJG-I | 4810123457 |  | 02-02-50-08 | 1 | EA | DIAPHRAGM, TRANSDUCER, ROSEMOUNT ANALYTICAL, 277204 | IR01-0001 |  |  | ROSEMOUNT ANALYTICAL | 277204
SJG-I | 5905229828 |  | 02-02-50-08 | 2 | EL | RESISTOR | IR01-0002 |  |  | WESTINGHOUSE ELEC | 1216708
SJG-I | 5905229885 |  | 02-02-50-08 | 1 | EA | RESISTOR | IR01-0003 |  |  | WESTINGHOUSE ELEC | 42527D023A10
SJG-I | 6685363985 |  | 02-02-50-08 | 1 | EA | THERMOCOUPLE, WESTINGHOUSE ELECTRIC, 620C716 | IR01-0004 |  |  | WESTINGHOUSE ELECTRI | 620C716
SJG-I | 6680341978 |  | 02-02-50-09 | 1 | EA | CHAMBER, VOL, W/ BLEED VLV, BAILEY CONTROLS COMPANY, 5316733 | IR05-0195 |  |  | BAILEY CONTROLS COMP | 5316733A1
SJG-I | 4810124539 |  | 02-02-50-09 | 1 | EA | COLLAR, OVERLAP, DRESSER INDUSTRIAL VALVE, 1950301 | IR05-0188 |  |  | DRESSER INDUSTRIES, | 1950301
SJG-I | 5925230533 |  | 02-02-50-09 | 3 | EA | CONTACT, ELECTRICAL, MOVABLE MAIN/LEFT HAND, ABB POWER T&D CO., 423D149G02 | IR05-0204 |  |  | ABB POWER T&D CO | 423D149G02
SJG-I | 5925230111 |  | 02-02-50-09 | 3 | EA | CONTACT, ELECTRICAL, MOVABLE MAIN/RIGHT HAND, ABB POWER T&D CO., 423D149G01 | IR05-0203 |  |  | ABB POWER T&D CO | 423D149G01
SJG-I | 6680344667 |  | 02-02-50-09 | 3 | EA | FLOAT, MERC SW, 304 STNLSS STL, MERCOID CORP., PP45-94 | IR05-0206 |  |  | MERCOID CORP. | PP 45-94
SJG-I | 4810133522 |  | 02-02-50-09 | 1 | EA | FOLLOWER, PACKING, NON-ASB, CONTROL COMPONENTS, 322401077 | IR05-0198 |  |  | CONTROL COMPONENTS I | 322401077
SJG-I | 5330223677 |  | 02-02-50-09 | 6 | ST | PACKING, PREFORMED/SET, RNG, NON-ASB, 5/SET, YARWAY CORP | IR05-0193 |  |  | WINN-MARION, INC | BY DESCRP
SJG-I | 5330181156 |  | 02-02-50-09 | 36 | EA | PACKNG, PREFORMED, RNG, GARLOCK 98, 1"ID, 2"OD, UCC, 40625-7 | IR05-0201 |  |  | UNITED CONVEYOR CORP | 40625-7
SJG-I | 5305147810 |  | 02-02-50-09 | 41 | EA | SCREW, CAP, HEX, 7/8" DIA, 9 TPI, 6"L, 316 STNLESS STL, ANY MFG, BY DESCRP | IR05-0199 |  |  | ANY MFG | BY DESCRP
SJG-I | 5330216846 |  | 02-02-50-09 | 6 | EA | SEAL, BALL, FISHER CONTROLS COMPANY, 13A2546X052 | IR05-0191 |  |  | FISHER CONTROLS CO | 13A2546X012
SJG-I | 5330180356 |  | 02-02-50-09 | 1 | EA | SEAL, MECHANICAL, 1-3/4"ID, ANCHOR PACKING, BY DESCRP | IR05-0190 |  |  | ADVANCE SUPPLY & PUM | BY DESCRP
SJG-I | 5330221879 |  | 02-02-50-09 | 1 | EA | SEAL, SHFT, PUMP, 1-7/8"ID, THE DURIRON COMPANY, INC. QF-31- | IR05-0192 |  |  | THE DURIRON COMPANY | QF-31-1C1
SJG-I | 4810130965 |  | 02-02-50-09 | 1 | EA | SEAT, VALVE, RING, 6", CHARLES S. LEWIS AND CO., 10 | IR05-0197 |  |  | CHARLES S. LEWIS & C | 10
SJG-I | 5330217711 |  | 02-02-50-09 | 5 | EA | SPACER, PKNG, 0.56", VALTEK INC., 002121-150-000 | IR05-0202 |  |  | FLOWSERVE FCD CORPOR | BY DESCRP
SJG-I | 4810122814 |  | 02-02-50-09 | 2 | EA | STEM, VALVE, MASONEILAN DIVISION, 011156-126-215 | IR05-0187 |  |  | ENGINEERED EQUIPMENT | 011156-126-215
SJG-I | 5365214849 |  | 02-02-50-10 | 40 | EA | RING, SEGMENT | IR99-0461 |  |  | GENERAL ELECTRIC | U699C069S0420
SJG-I | 5365214914 |  | 02-02-50-10 | 1 | EA | RING, SEGMENT | IR99-0463 |  |  | GENERAL ELECTRIC | U699C072B0440
SJG-I | 5365214948 |  | 02-02-50-10 | 20 | EA | RING, SEGMENT | IR99-0464 |  |  | GENERAL ELECTRIC | U699D068S0410
SJG-I | 5365214963 |  | 02-02-50-10 | 28 | EA | RING, SEGMENT | IR99-0465 |  |  | GENERAL ELECTRIC | U699D069B0590
SJG-I | 5365215002 |  | 02-02-50-10 | 17 | EA | RING, SEGMENT | IR99-0466 |  |  | GENERAL ELECTRIC | U699D074S0405
SJG-I | 5365214518 |  | 02-02-50-10 | 53 | EA | RING, SEGMENT, GENERAL ELECTRIC COMPANY, U699H067B0750 | IR99-0455 |  |  | GENERAL ELECTRIC | U699H067B0750
SJG-I | 5365212306 |  | 02-02-50-11 | 1 | EA | BUSHING, INTERMEDIATE BEARING, TEFLON, PNM MACHINE SHOP, SJS-M469, A.B.S. PUMP, A-9887-TF | IR97-0610 |  |  | A.B.S. PUMP | A-9887-TF
SJG-I | 5910222677 |  | 02-02-50-11 | 3 | EA | CAPACITOR, 600DC V, 50UF, GENERAL ELECTRIC CO, 68A7178P8 | IR97-0618 |  |  | GENERAL ELECTRIC CO. | 68A7178P8
SJG-I | 5925230939 |  | 02-02-50-11 | 12 | EA | CONTACT, ELEC, STATNARY ARCING, WESTINGHOUSE, 501B812G01 | IR97-0619 |  |  | WESTINGHOUSE ELECTRI | 501B812G01
SJG-I | 5925230947 |  | 02-02-50-11 | 17 | EA | CONTACT, ELEC, STATNRY/MAIN, WESTINGHOUSE, 506A099G01 | IR97-0620 |  |  | WESTINGHOUSE ELECTRI | 506A099G01
SJG-I | 5330217158 |  | 02-02-50-11 | 2 | EA | GASKET, SEAL, PRESSURE, ROCKWELL MANUFACTURING, 415674 | IR97-0630 |  |  | ROCKWELL MANUFACTURI | 415674
SJG-I | 5330197244 |  | 02-02-50-11 | 3 | EA | GASKET,SEAL, PRESSR, VLV, NON-ASB, ROCKWELL INTERNTL, 413734 | IR97-0629 |  |  | ROCKWELL INTERNATION | 413734
SJG-I | 5820000106 |  | 02-02-50-11 | 1 | ST | LENS, INTERMEDIATE ACROMATE | IR97-0612 |  |  | ARVIN-DIAMOND | 906801-0271
SJG-I | 5310161103 |  | 02-02-50-11 | 3 | EA | NUT, GENERAL ELECTRIC CO, U613X000P0213 | IR97-0626 |  |  | GENERAL ELECTRIC CO. | U613X000P0213
SJG-I | 5310155105 |  | 02-02-50-11 | 3 | EA | NUT, GENERAL ELECTRIC COMPANY, F401A137-4-C02 | IR97-0625 |  |  | GENERAL ELECTRIC CO. | F401A137-4-C02
SJG-I | 5340189512 |  | 02-02-50-11 | 2 | EA | PLUG, VALVE, CONTROL COMPONENTS 120601067 | IR97-0632 |  |  | CONTROL COMPONENTS | 120601067
SJG-I | 5905221429 |  | 02-02-50-11 | 6 | EA | RESISTOR, .1W, 100K OHM | IR97-0616 |  |  | WESTINGHOUSE | 669A664H12
SJG-I | 5905221015 |  | 02-02-50-11 | 5 | EA | RESISTOR, 0.1W, 3.32K OHM | IR97-0614 |  |  | WESTINGHOUSE | 669A664H20
SJG-I | 5905221270 |  | 02-02-50-11 | 5 | EA | RESISTOR, 0.1W, 8.98K OHM | IR97-0615 |  |  | WESTINGHOUSE | 669A664H46
SJG-I | 5905217674 |  | 02-02-50-11 | 3 | EA | RESISTOR, 50 W, 1 OHM, WESTINGHOUSE ELECTRIC, 507A294H01 | IR97-0613 |  |  | WESTINGHOUSE ELECTRI | 507A294H01
SJG-I | 5365216539 |  | 02-02-50-11 | 1 | EA | RING, ADAPTER, COVER, 316 STAINLESS STEEL | IR97-0611 |  |  | WORTHINGTON PUMPS | 960196
SJG-I | 5330221333 |  | 02-02-50-11 | 2 | ST | SEAL, KIT, MTR, 1/2 UP/LOW SEAL, WESTINGHOUSE, 525D507G08 | IR90-0197 |  |  | WESTINGHOUSE ELECTRI | 525D507G08
SJG-I | 5360202633 |  | 02-02-50-11 | 68 | EA | SPRING, GENERAL ELECTRIC COMPANY, 183A4708P0002 | IR97-0634 |  |  | GENERAL ELECTRIC CO. | 183A4708P0002
SJG-I | 5307150242 |  | 02-02-50-11 | 4 | EA | STUD, GENERAL ELECTRIC COMPANY, F802A125042-16-C02 | IR97-0623 |  |  | GENERAL ELECTRIC CO. | F802A125042-16-C02
SJG-I | 5305151861 |  | 02-02-50-15 | 8 | EA | BOLT, COUPLING, WESTINGHOUSE, 626C996017, (ALSO AS IR95-0493) | IR99-0420 |  |  | WESTINGHOUSE | 626C996017
SJG-I | 5310158216 |  | 02-02-50-15 | 5 | EA | NUT, 1-1/2" X 6-1/2" L | IR99-0429 |  |  | WESTINGHOUSE | 627C560052
SJG-I | 5330208140 |  | 02-02-50-15 | 8 | EA | RING, SEAL TYPE T | IR99-0432 |  |  | WESTINGHOUSE | 879C732-5-12
SJG-I | 5305151424 |  | 02-02-50-15 | 49 | EA | SCREW, CAP, SCKT, 1"DIA, 8-3/4"L, WESTINGHOUSE 628C16740 | IR99-0422 |  |  | WESTINGHOUSE | 628C167140
SJG-I | 5330197616 |  | 02-02-50-15 | 4 | EA | SEAL, BELL RNG, WESTINGHOUSE, 6220465001 | IR99-0418 |  |  | WESTINGHOUSE | 6220465001
SJG-I | 5330197624 |  | 02-02-50-15 | 4 | EA | SEAL, RETNG/BELL, WESTINGHOUSE ELECTRIC COR, 366B678007 | IR99-0421 |  |  | WESTINGHOUSE | 366B678007
SJG-I | 5360201031 |  | 02-02-50-15 | 10 | EA | SPRING, WESTINGHOUSE ELECTRIC COR, 10H0817001 | IR99-0424 |  |  | WESTINGHOUSE | 10H0817001
SJG-I | 4320081351 |  | 02-02-50-17 | 6 | EA | PLUNGER, ASSEMBLY | IR94-0134 |  |  | MILTON ROY CO | 212C
SJG-I | 5925231234 |  | 02-02-50-20 | 1 | EA | BREAKER, CIRCUIT, 1000 A, 3, NB FRAME, TERM SCR, ABB POWER T&D CO., HNB31000TV | IR01-0006 |  |  | ABB POWER T&D CO | HNB31000TV
SJG-I | 6625000549 |  | 02-02-50-20 | 1 | EA | POWERSUPPLY | IR01-0005 |  |  | GENERAL ELECTRIC | 145D3537G0001
SJG-I | 5305154634 |  | 02-02-50-21 | 15 | EA | BOLT, GENERAL ELECTRIC, F100A075018-14-D01 | IR99-0436 |  |  | GENERAL ELECTRIC | F100A07501814D01
SJG-I | 5305154477 |  | 02-02-50-21 | 2 | EA | HEATER, ELEC, BOLT, 230V, 1950W, .781" DIA X 20" L | IR99-0435 |  |  | GENERAL ELECTRIC | 142A9213P0008
SJG-I | 5307151034 |  | 02-02-50-21 | 9 | EA | STUD, 1-1/2"DIA, 19-3/4"L, WESTINGHOUSE ELECTRIC COR, 627C822158 | IR99-0427 |  |  | WESTINGHOUSE | 627C822158
SJG-I | 5307152396 |  | 02-02-50-21 | 4 | EA | STUD, BODY | IR99-0444 |  |  | GENERAL ELECTRIC | U616P210L0587
SJG-I | 5307152719 |  | 02-02-50-21 | 6 | EA | STUD, GAS GAP | IR99-0447 |  |  | GENERAL ELECTRIC | 182A3117P0004
SJG-I | 5307150655 |  | 02-02-50-21 | 3 | EA | STUD, TAP, GENERAL ELECTRIC, U606P212L0862 | IR99-0437 |  |  | GENERAL ELECTRIC | U606P212L0862
SJG-I | 5307152370 |  | 02-02-50-21 | 2 | EA | STUD, TURBINE, BODY BOUND, GE U609P112L0925 | IR99-0442 |  |  | GENERAL ELECTRIC | U609P112L0925
SJG-I | 5307152388 |  | 02-02-50-21 | 2 | EA | STUD, TURBINE, BODY BOUND, GE, U609P116L1025 | IR99-0443 |  |  | GENERAL ELECTRIC | U609P116L1025
SJG-I | 5307152669 |  | 02-02-50-21 | 2 | EA | STUD, TURBINE, GENERAL ELECTRIC, 155B3981P0003 | IR99-0446 |  |  | GENERAL ELECTRIC | 155B3981P0003
SJG-I | 5935236447 |  | 02-02-50-23 | 9 | EA | ELBOW, COOPER POWER SYSTEMS, 2637195B01M | IR05-0194 |  |  | BLACKBURN | TB65B
SJG-I | 3120060961 |  | 02-02-51-15 | 20 | EA | BEARING, ASSEMBLY, SLEEVE, GRAPHITAR, W/ STEEL SLEEVE, FORNEY INTERNATIONAL, INC, A-35248-01, WU: FORNEY 20" BURNER SHUT-OFF DAMPER, DRWG E1416100, UNIT 2 | IR99-0409 |  |  | FORNEY INTL | A3524801
SJG-I | 3120060755 |  | 02-02-51-15 | 8 | EA | BEARING, METALLIZED CARBON CO, 31739-01, WU: U1 | IR99-0408 |  |  | METALLIZED CARBON CO | 31739-01
SJG-I | 4530000977 |  | 02-02-51-15 | 16 | EA | BOLT, DISC/ASSY, FORNEY INTERNATIONAL, INC, B-1134601 | IR99-0401 |  |  | FORNEY INTL | B-1134601
SJG-I | 5930232391 |  | 02-02-51-15 | 1 | EA | CAM, SHUT-OFF, FORNEY INTERNATIONAL, INC, A-21022-01, ITEM OBSOLETE TO SJG | IR99-0415 |  |  | FORNEY INTL | A2102201
SJG-I | 4530000654 |  | 02-02-51-15 | 32 | EA | COLLAR, STL, BOSTON GEAR, SC-150, ITEM OBSOLETE TO SJG | IR99-0411 |  |  | BOSTON GEAR | SC150
SJG-I | 5365208650 |  | 02-02-51-15 | 10 | EA | COLLAR, STOP, FORNEY INTERNATIONAL, INC, 01134301, ITEM OBSOLETE TO SJG | IR99-0402 |  |  | FORNEY INTL | 01134301
SJG-I | 5360199771 |  | 02-02-51-15 | 60 | EA | DISC, SPRNG, FORNEY INTERNATIONAL, INC, X730 80-00, ITEM OBSOLETE TO SJG | IR99-0400 |  |  | FORNEY INTL | X730 80-00
SJG-I | 5310156400 |  | 02-02-51-15 | 40 | EA | NUT, HEX, 5/8", CS A307B, 11 TPI, FOSTER WHEELER, 8868 | 5310156400 |  |  | BOLTS & NUTS | FOSTER WHEELER, 8868
SJG-I | 5330177600 |  | 02-02-51-15 | 18 | EA | O-RING, LARGE 2-3/4"ID X 1/8" THK | IR99-0413 |  |  | ANCHOR PACKING CO | BY DESCRP
SJG-I | 5330186833 |  | 02-02-51-15 | 81 | EA | O-RING, SMALL 2-1/4" ID X 1/8" THK | IR99-0414 |  |  | CHICAGO RAWHIDE | 228
SJG-I | 5330209890 |  | 02-02-51-15 | 20 | EA | RING, QUAD, BUNA-N, FORNEY , X-73075-00 | IR99-0410 |  |  | FORNEY INTL | X7307500
SJG-I | 4530000613 |  | 02-02-51-15 | 8 | EA | RING, SPRING WASHER | IR99-0403 |  |  | FORNEY INTL | 01134201
SJG-I | 5305149881 |  | 02-02-51-15 | 76 | EA | SCREW, CAP SOCKET HEAD 25"X75" | IR99-0405 |  |  | ANY MFG | BY DESCRP
SJG-I | 3040057626 |  | 02-02-51-15 | 2 | EA | SHAFT, DMPR, FORNEY INTERNATIONAL, INC, B-38334-01 | IR99-0412 |  |  | FORNEY INTERNATIONAL | B-38334-01
SJG-I | 5310153100 |  | 02-02-51-15 | 20 | EA | WASHER, SHIM, FORNEY INTERNATIONAL, INC, B11506-01 | IR99-0404 |  |  | FORNEY INTL | B11506-01
SJG-I | 3110062944 |  | 02-02-52-02 | 2 | EA | BEARING, PUMP, 1.6250"ID, RUBR, GOULDS PUMPS, INC., 80328-2 | IR97-0263 |  |  | GOULDS PUMPS INC | 80328-2
SJG-I | 3990000238 |  | 02-02-52-02 | 4 | EA | BOOSTER, PNEUMATIC, VOL, 250PSIG, 1PSI, FAIRCHILD IND, 4500 | IR97-0272 |  |  | FAIRCHILD INDUSTRIAL | 4500
SJG-I | 5340188449 |  | 02-02-52-02 | 4 | EA | CLEVIS, BAILEY CONTROLS, 6614440A1, WU: BAILEY METER ANALOG CONTROL SYSTEM, MDL 820, U-1 | IR97-0311 |  |  | BAILEY CONTROLS | 6614440A1
SJG-I | 6685364140 |  | 02-02-52-02 | 1 | EA | DIAPHRAGM, TRANSMITTER, FOXBORO COMPANY, DO117KP | IR97-0332 |  |  | FOXBORO | D0117KP
SJG-I | 6105291170 |  | 02-02-52-02 | 1 | EA | MOTOR, STOCK EQUIP CO, FE4781 | IR97-0326 |  |  | STOCK EQUIPMENT CO | FE4781
SJG-I | 5905229158 |  | 02-02-52-02 | 1 | EA | POTENTIOMETER, WESTINGHOUSE ELECTRIC COR, 390A885004 | IR97-0315 |  |  | WESTINGHOUSE ELECTRI | 390A885004
SJG-I | 4530000050 |  | 02-02-52-02 | 4 | EA | SENSOR, FLICKER, LIGHT | IR97-0285 |  |  | BAILEY CONTROLS | 250056A3
SJG-I | 6695392545 |  | 02-02-52-02 | 3 | EA | SLIDEWIRE | IR97-0334 |  |  | HONEYWELL | 30683380001
SJG-I | 5950250562 |  | 02-02-52-02 | 4 | EA | TRANSFORMER, BAILEY CONTROLS CO, 6627066A1, WU:DAMPER DRIVE, | IR97-0322 |  |  | BAILEY METER | 6627066A1
SJG-I | 3130062536 |  | 02-02-52-03 | 2 | EA | BEARING, PILLOW BLOCK, ROER/FIXED, 2.9375", 10.4375", 2.5625", 2 BLT, CI HSNG, REXNORD - BEARING DIV, AZ2215 | IR97-0268 |  |  | SKF INDUSTRIES | SYR21515
SJG-I | 3120060979 |  | 02-02-52-03 | 2 | EA | BUSHING, (OBS) MAIN BEARING, INGERSOLL-RAND COMPANY, 1R16430 | IR97-0267 |  |  | INGERSOLL-RAND | 1R16430
SJG-I | 4320088547 |  | 02-02-52-03 | 2 | EA | HOUSING, SPLIT, FALK CORPORATION DIVISION, 354803 | IR97-0281 |  |  | FALK CORP | 354803
SJG-I | 4320083605 |  | 02-02-52-03 | 4 | EA | IMPELLER, PUMP, 3-3/8"DIA, WORTHINGTON PUMP CORP, IMP-B5145-00 | IR97-0280 |  |  | WORTHINGTON | IMPB514500
SJG-I | 4320083571 |  | 02-02-52-03 | 3 | EA | IMPELLER, PUMP, 7-1/16"DIA, WORTHINGTON PUMP CORP, IMP-005153-00 | IR97-0279 |  |  | WORTHINGTON | IMP00515300
SJG-I | 4320090493 |  | 02-02-52-03 | 2 | EA | NUT, SHAFT SLEEVE, STEEL | IR97-0282 |  |  | INGERSOLL-RAND | 125X127FX89
SJG-I | 4320077748 |  | 02-02-52-03 | 2 | EA | PLATE, WEAR, SUCTION/GLAND, NIHARD | IR97-0275 |  |  | WORTHINGTON | 2104709001
SJG-I | 4320079181 |  | 02-02-52-03 | 1 | EA | RING, BASE | IR97-0276 |  |  | DELAVAL TURBINE | PM1026P
SJG-I | 3915000792 |  | 02-02-52-03 | 3 | EA | STEM, ASSY, STOCK EQUIPMENT COMPANY, 1-W1228 | IR97-0269 |  |  | STOCK EQUIPMENT CO | 1-W1228
SJG-I | 4420000137 |  | 02-02-52-03 | 2 | EA | TUBE, COMBINING, PART 4, KETEMA, INC, 75G0115S022 | IR97-0283 |  |  | KETEMA, INC | 75G0115S022
SJG-I | 3110072794 |  | 02-02-52-04 | 2 | EA | BEARING, FOXBORO JORDAN, 18A014025001, WU: FOXBORO JORDAN DRIVE, S/N 5360, PA FAN IN/OUTLET, SCADS, PAH GAS INLETS, UNITS 3 & 4 | IR97-0266 |  |  | FOXBORO JORDAN | 18A014025001
SJG-I | 4610000814 |  | 02-02-52-04 | 2 | EA | CHAMBER, SUB-ASSY, TOP, MANNING ENVIRONMENTAL COR, 03295-00, WU:MANNING ENVIRON MOD S-5000 S/N7904P60570 WTR DISCHRG SAMPLG/WRS | IR97-0286 |  |  | MANNING ENVIRONMENT | 0329500
SJG-I | 3960000192 |  | 02-02-52-04 | 3 | EA | COVER, MOTOR BRAKE, ALIMAK ELEVATOR, 3000-272-664, WU:LINDEN-ALIMAC MINI SCANDO STACK ELEVATOR, U-3&4 | IR97-0271 |  |  | LINDEN-ALIMAK | 3000272664
SJG-I | 4310074507 |  | 02-02-52-04 | 3 | EA | RESTRICTOR UNIT, DERIVATIVE FOXBORO C0131CG | IR97-0274 |  |  | FOXBORO | C0131CG
SJG-I | 4630000018 |  | 02-02-52-04 | 1 | AS | SCREEN, CLOW WASTE, SEWAGE | IR97-0287 |  |  | PURESTREAM, INC | M095858223 & M095794
SJG-I | 3110068495 |  | 02-02-52-04 | 1 | EA | SEAT, BRG/SLIDING, RAW CASTING, EIMCO PROCESSING MACHINER, 2 | IR00-0195 |  |  | EIMCO PROCESS EQUIPM | 201414A2A
SJG-I | 5330221382 |  | 02-02-52-04 | 2 | EA | SPACER, PACKING, CONTROL COMPONENTS 120401085 | IR97-0309 |  |  | CONTROL COMPONENTS | 120401085
SJG-I | 4810117012 |  | 02-02-52-04 | 2 | EA | STEM, VALVE, PLG, 1"DX19-7/16"L, FISHER CONTROL 1A734735162 | IR05-0447 | IR97-0289 |  | FISHER CONTROLS | 1A734735162
SJG-I | 4730103951 |  | 02-02-52-04 | 2 | EA | STRAINER, 1", STNLS STL, 1500#, SCKT WELD, ANY MFG, BY DESC | IR97-0288 |  |  | THE STRONG-SCOTT MFG | SSYF-150
SJG-I | 4810121402 |  | 02-02-52-04 | 1 | EA | VALVE, RELIEF, SAFETY, .5", CARPENTER 20, MILTON ROY, VS0835 | IR97-0292 |  |  | MILTON ROY COMPANY | VS0835
SJG-I | 5365217602 |  | 02-02-52-05 | 2 | EA | BUSHING, W/ O-RING, U. S. ELECTRICAL MOTORS D, 193198 | IR97-0314 |  |  | U.S. ELECTRIC MOTORS | 193198
SJG-I | 5930228498 |  | 02-02-52-05 | 1 | EA | CARTRIDGE, LIMIT SW, 4 TRAIN/4 GEAR, LIMITORQUE VALVE CORP, BY DESCRP | IR97-0316 |  |  | LIMITORQUE CORPORATI | BY DESCRP
SJG-I | 5930228654 |  | 02-02-52-05 | 1 | EA | CARTRIDGE, LIMIT SW, 4 TRAIN/4 GEAR, LIMITORQUE VLV, BY DESC | IR97-0317 |  |  | LIMITORQUE CORPORATI | BY DESCRP
SJG-I | 5950249770 |  | 02-02-52-05 | 1 | EA | COIL, ELECTRICAL, 120 V, RPLCEMENT, GOULDS PUMPS, G10G12 | IR97-0321 |  |  | GOULDS INC | G10G12
SJG-I | 5330177543 |  | 02-02-52-05 | 2 | EA | GLAND, PACKING, STUFFING BX/SPL, NON-ASB, GOULDS PUMPS, INC., BY DESCRP, WU: GOULD MOD VIT, SIZE 4X8 JLO, S/N 303128, DECANT POND PUMP 1+2, RO | IR97-0306 |  |  | GOULDS | BY DESCRP
SJG-I | 5365213007 |  | 02-02-52-05 | 2 | EA | PLATE, WEAR | IR97-0312 |  |  | PEABODY BARNES | 70571
SJG-I | 6625000929 |  | 02-02-52-05 | 2 | EA | PROBE, VIBRATION, TYPE 90, BENTLY NEVADA, 20104-01 | IR97-0328 |  |  | BENTLY NEVADA CORP | 20104-01
SJG-I | 4930000312 |  | 02-02-52-05 | 2 | AS | PUMP, LUBRICATING, ASSEMBLY | IR97-0304 |  |  | INGERSOLL-RAND | MK50022
SJG-I | 4810130510 |  | 02-02-52-05 | 1 | EA | RING, SEAL, VALVE, 3" | IR97-0298 |  |  | COLLINS INSTRUMENTS | 45858-0743
SJG-I | 5365217008 |  | 02-02-52-05 | 3 | EA | SPACER, SEAT RING | IR97-0313 |  |  | CONTROL COMPONENTS | 120401066
SJG-I | 6685368828 |  | 02-02-52-05 | 1 | EA | THERMOCOUPLE, GENERAL ELECTRIC CO, U252E006U0070 | IR97-0333 |  |  | GENERAL ELECTRIC CO. | U252E006U0070
SJG-I | 4820123703 |  | 02-02-52-05 | 4 | EA | VALVE, 3/4", FPT ENDS, CHROME MOLY, STNLS STL, 150 PSI, YARWAY CORP, 95655001 | IR97-0302 |  |  | YARWAY CORP | 95655001
SJG-I | 4810129181 |  | 02-02-52-05 | 4 | EA | VALVE, ASSEMBLY, PRESSURE RELIEF, 105 PSI, MILTON ROY, 1010013-005 | IR97-0296 |  |  | MILTON ROY | 1010013-005
SJG-I | 4820125799 |  | 02-02-52-05 | 3 | EA | VALVE, GLOBE, 3/8", MDL 2474, W. M. POWELL CO, BY DESCRP | IR97-0303 |  |  | WM. POWELL CO | BY DESCRP
SJG-I | 4810129207 |  | 02-02-52-05 | 2 | EA | VALVE, INNER, 416 STAINLESS STEEL, 2", COLLINS INSTRUMENTS, 30075-0784 | IR97-0297 |  |  | COLLINS INSTRUMENTS | 30075-0784
SJG-I | 4820123208 |  | 02-02-52-05 | 4 | EA | VALVE, PLUG, 1.5" MOLDED FLANGE, CAST IRON, 150 PSI | IR97-0301 |  |  | TUFLINE | 067DIDI
SJG-I | 5999285579 |  | 02-02-52-06 | 1 | EA | BOARD, CIRCUIT, PRINTED, CPU, LEEDS & NORTHRUP, 046672 | IR97-0324 |  |  | LEEDS & NORTHRUP | 046672
SJG-I | 6130000083 |  | 02-02-52-06 | 3 | AS | FEEDBACK, ASSEMBLY, 3-15 PSI | IR97-0327 |  |  | FOXBORO | B0130UP
SJG-I | 5945244142 |  | 02-02-52-06 | 2 | EA | RELAY, CONTROL, FOR TILT SWTCH, 120 V, RAMSEY TECH, 20-35-1 | IR97-0320 |  |  | RAMSEY TECHNOLOGY | 20-35-1
SJG-I | 5945243367 |  | 02-02-52-06 | 4 | EA | RELAY, TIME/ON DELAY, 50/60 HZ, AMERACE CORP, 701 | IR97-0318 |  |  | AMERACE CORP | 701
SJG-I | 5365214583 |  | 02-02-52-07 | 91 | EA | RING, SEGMENT | IR97-0468 |  |  | GENERAL ELECTRIC | U699P068B0580
SJG-I | 5365212124 |  | 02-02-52-11 | 2 | EA | BUSHING, XHD PIN, PNM MACHINE SHOP, SJS-M506, INGERSOLL-RAND, 1W45461 | IR97-0609 |  |  | INGERSOLL-RAND | 1W45461
SJG-I | 5330213728 |  | 02-02-52-11 | 6 | EA | GASKET, PIPE, 2-1/2", NON-ASB, FOUR STATES GASKET, BY DESCRP, WESTINGHOUSE, 270A318020 | IR97-0573 |  |  | WESTINGHOUSE | 270A318020
SJG-I | 5330183764 |  | 02-02-52-11 | 2 | EA | GLAND, PACKING, NON-ASB, POWER & INDUSTRIAL SERVICE, 2-4059-4, WU: UCC ASH HANDLING SYSTEM | IR97-0600 |  |  | POWER & INDUSTRIAL S | 2-4059-4
SJG-I | 5365214252 |  | 02-02-52-11 | 34 | EA | LOCKPLATE, (2) 9/16"HOLES, WESTINGHOUSE ELEC, 31D1196H07 | IR90-0357 |  |  | WESTINGHOUSE ELECTRI | 31D1196H07
SJG-I | 5310161137 |  | 02-02-52-11 | 4 | EA | NUT, GENERAL ELECTRIC COMPANY, 234A5410P0004 | IR97-0598 |  |  | GENERAL ELECTRIC CO. | 234A5410P0004
SJG-I | 5905229992 |  | 02-02-52-11 | 2 | EA | RESISTOR, 20 OHM, +/-5%, GENERAL ELECTRIC, X9520K059P21 | IR97-0576 |  |  | GENERAL ELECTRIC CO | X9520K059P21
SJG-I | 5365209989 |  | 02-02-52-11 | 1 | EA | RING, LOWER ADJUSTING, CHICAGO HEATER, 016-08-OQ-03 | IR97-0607 |  |  | CHICAGO HEATER | 016-08-0Q-03
SJG-I | 5330190397 |  | 02-02-52-11 | 2 | EA | RING, SEALING, LUNKENHEIMER CO., 307946V5 | IR97-0602 |  |  | LUNKENHEIMER CO. | 307946V5
SJG-I | 5330184044 |  | 02-02-52-11 | 3 | EA | RING, SEALING, VLV, 4"ID, LAPMASTER INT'L, D-16130 | IR97-0601 |  |  | LAPMASTER INTERNATIO | D-16130
SJG-I | 5330207639 |  | 02-02-52-11 | 1 | EA | SEAL, MECHANICAL, PUMP | IR97-0572 |  |  | WESTINGHOUSE | 26D8677H02
SJG-I | 5360198385 |  | 02-02-52-11 | 6 | EA | SPRING, MAIN CONTACT/OUTER, COMPRESSION, STNLS STL | IR97-0606 |  |  | WESTINGHOUSE | 503B027H05
SJG-I | 5930230775 |  | 02-02-52-11 | 1 | EA | SWITCH, LEVEL, 115V, W/PVC ELCTRD HLDR, MILTON ROY, DL1002 | IR97-0577 |  |  | MILTON ROY COMPANY | DL1002
SJG-I | 5930229231 |  | 02-02-52-11 | 1 | EA | SWITCH, LIMIT, SNAPLOCK, FORNEY INTERNATIONAL, X-73186-00 | IR97-0621 |  |  | FORNEY INTERNATIONAL | X-73186-00
SJG-I | 5010004322 |  | 02-02-52-15 | 2 | EA | FILTER, HYDRAULIC, FMH MATERIALS HANDLING, 1811604 | IR97-0588 |  |  | FMH MATERIALS HANDLI | 1811604
SJG-I | 5905217807 |  | 02-02-52-15 | 1 | EA | RESISTOR, 25W, 240 OHM, GENERAL ELECTRIC CO, A25D240DA-TH | IR97-0567 |  |  | GENERAL ELECTRIC CO. | A25D240DA-TH
SJG-I | 5330173336 |  | 02-02-52-15 | 3 | KT | SEAL KIT, VALVE | IR97-0578 |  |  | GENERAL ELECTRIC | 204B1134P0003
SJG-I | 5330172429 |  | 02-02-52-15 | 1 | KT | SEAL, KIT, TURBINE, GENERAL ELECTRIC COMPANY, 181B5550P0002 | IR97-0566 |  |  | GENERAL ELECTRIC CO. | 181B5550P0002
SJG-I | 4820122440 |  | 02-02-52-15 | 1 | EA | VALVE, DUMP, GENERAL ELECTRIC COMPANY, 101B261BBC01 | IR90-0124 |  |  | GENERAL ELECTRIC CO. | 101B261BBC01
SJG-I | 4820121475 |  | 02-02-52-15 | 2 | EA | VALVE, GATE, 3/4", FLANGED, 316 STAINLESS STEEL, 150 LB | IR97-0580 |  |  | LADISH CO | 8272
SJG-I | 5330201871 |  | 02-02-52-17 | 2 | EA | GASKET, COVER, 48"ID, 57-1/2"OD, 1/32"THK, NON-ASB, NEW JERSEY GASKET MFG, 4517D68019, WU: WESTINGHOUSE TURBINE, UNIT 2 | IR97-0571 |  |  | WESTINGHOUSE | 4517D68019
SJG-I | 5310158273 |  | 02-02-52-17 | 1 | EA | NUT, CHECK, DE LAVAL TURBINE INC., N402AD | IR97-0595 |  |  | DE LAVAL TURBINE INC | N402AD
SJG-I | 5310161129 |  | 02-02-52-17 | 5 | EA | NUT, GENERAL ELECTRIC, 234A3336P0001 | IR97-0597 |  |  | GENERAL ELECTRIC CO. | 234A3336P0001
SJG-I | 5310158182 |  | 02-02-52-17 | 3 | EA | NUT, HEX, SCKT, 1-1/4"X2-5/8", WESTINGHOUSE ELEC, 627C661021 | IR97-0570 |  |  | WESTINGHOUSE ELECTRI | 627C661021
SJG-I | 5310159594 |  | 02-02-52-17 | 3 | EA | NUT, STEM, OPERATING, BRONZE, KENNEDY VALVE MFG. CO., 4 | IR97-0596 |  |  | KENNEDY VALVE MFG CO | 4
SJG-I | 5305155177 |  | 02-02-52-17 | 1 | ST | SCREW & NUT, LOCKING, IMPELLER, 316 STNLS STL, &132530E01 | IR97-0592 |  |  | GOULDS PUMP | A00073E2022229&13253
SJG-I | 5330223651 |  | 02-02-52-17 | 2 | KT | SEAL REPAIR KIT, 1-3/4", TURBO | IR97-0605 |  |  | GARLOCK, INC | 71596-0023
SJG-I | 4820127167 |  | 02-02-52-17 | 1 | EA | VALVE, CAPITAL CONTROL, W-202 | IR97-0585 |  |  | CAPITAL CONTROL | W-202
SJG-I | 4820127449 |  | 02-02-52-17 | 1 | EA | VALVE, SAMPLING, HACH COMPANY, 31104-00 | IR97-0586 |  |  | HACH COMPANY | 31104-00
SJG-I | 5310157226 |  | 02-02-52-17 | 2 | EA | WASHER, WESTINGHOUSE ELECTRIC COR, 363B414017 | IR97-0569 |  |  | WESTINGHOUSE ELECTRI | 363B414017
SJG-I | 6110297741 |  | 02-02-52-19 | 3 | EA | HEATER, ELECTRIC, BOLT, 230 V, 1700 W, 0.781"DIA X 18"L, GENE | IR99-0467 |  |  | GENERAL ELECTRIC COM | 142A9213P0006
SJG-I | 6110297758 |  | 02-02-52-19 | 3 | EA | HEATER, ELECTRIC, BOLT, 230 V, 1850 W, 0.565"DIA X 25"L, GENE | IR99-0468 |  |  | GENERAL ELECTRIC COM | 142A9214P0016
SJG-I | 5365214468 |  | 02-02-52-19 | 72 | EA | RING, SEGMENT | IR99-0453 |  |  | GENERAL ELECTRIC | U699F068B0670
SJG-I | 5365214484 |  | 02-02-52-19 | 33 | EA | RING, SEGMENT | IR99-0454 |  |  | GENERAL ELECTRIC | U699F125B0855
SJG-I | 5365214864 |  | 02-02-52-19 | 51 | EA | RING, SEGMENT | IR99-0462 |  |  | GENERAL ELECTRIC | U699C070S0555
SJG-I | 5330181099 |  | 03-01-42-15 | 2 | EA | GASKET, 0.010"THK, NON-ASB, DE LAVAL TURBINE, N-686G | 5330181099 |  |  | IMO PUMP | N-686G
SJG-I | 0100004183 |  | 03-01-42-15 | 32 | EA | GASKET, 2" X 1-5/16" X 1/4", ROUND, VITON, NON-ASBESTOS, FOUR STATES GASKET, BY DESCRP WU: UNIT 1 IGNITORS | 0100004183 |  |  | FOUR STATES GASKET | CUSTOM
SJG-I | 5330175364 |  | 03-01-42-15 | 3 | EA | GASKET, 2-1/2", NON-ASB, VICTAULIC, STYLE 77, ANY MFG, BY DESCRP, WU: SOOTBLOWING AIR LINES, BOILER, UNITS 1 & 2 | 5330175364 |  |  | ANY MFG | BY DESCRP
SJG-I | 5330196097 |  | 03-01-42-15 | 1 | EA | GASKET, 39-3/4"L X 27-1/2"W X 1/4"THK, RECTANGLE, RED RUBBER CLOTH, NON-ASBESTOS, UNITED CONVEYOR CORP, 4131 | 5330196097 |  | FOUR STATES GASKET & | UNITED CONVEYOR CORP | 4131
SJG-I | 5330228676 |  | 03-01-42-15 | 7 | EA | GASKET, 8", RUBR, UCC, SK17064 | 5330228676 |  |  | UNITED CONVEYOR CORP | SK17064
SJG-I | 0100006244 |  | 03-01-42-15 | 1 | EA | GASKET, ACCESS COVER, DRWG# 5-4901-157Z1-3, SECTION-DRIVE, R | 0100006244 |  |  | UCC | 494112
SJG-I | 5330192104 |  | 03-01-42-15 | 2 | EA | GASKET, CVR, 2400 PSI, GENERAL ELECTRIC, 0877A201P0002 | 5330192104 |  |  | GENERAL ELECTRIC | 0877A201P0002
SJG-I | 5330200071 |  | 03-01-42-15 | 2 | EA | GASKET, HSNG/GEAR, NON-ASB, ELLIOTT COMPANY, 833320-1 | 5330200071 |  |  | ELLIOTT COMPANY | 833320-1
SJG-I | 5330174672 |  | 03-01-42-15 | 1 | EA | GASKET, NON-ASB, 1000 DEG F/1800 PSI, STEAM SPECIALTIES | 5330174672 |  |  | GENERAL ELECTRIC CO. | 0857A724P0018
SJG-I | 5330194233 |  | 03-01-42-15 | 6 | EA | GASKET, NON-ASB, GENERAL ELECTRIC, 228A8122P0001 | 5330194233 |  |  | GENERAL ELECTRIC CO. | 228A8122P0001
SJG-I | 5330194480 |  | 03-01-42-15 | 2 | EA | GASKET, NON-ASB, GENERAL ELECTRIC, 295V144-P-1 | 5330194480 |  |  | GENERAL ELECTRIC CO. | 295V144-P-1
SJG-I | 0100000026 |  | 03-01-42-15 | 3 | EA | GASKET, NON-ASBESTOS, UNITED CONVEYOR CORP, 41154, WU: UNIT #1&2 MILLS, 4" PYRITE COMBINING TUBE | 0100000026 |  |  | UNITED CONVEYOR CORP | 41154
SJG-I | 5330180562 |  | 03-01-42-15 | 24 | EA | GASKET, SET/GA GL, TEFLON, THE ANCHOR PACKING CO (U1) | 5330180562 |  |  | THE ANCHOR PACKING C | BY DESCRP
SJG-I | 5330227579 |  | 03-01-42-15 | 1 | EA | GASKET, SPIRAL WOUND, HINGE PIN, ROCKWELL INTERNATIONAL, 009 | 5330227579 |  |  | ROCKWELL INTERNATION | IZ-42-32
SJG-I | 5330191882 |  | 03-01-42-15 | 2 | EA | GASKET, SPIRAL WOUND, NON-ASB, CONTROL COMPONENTS, R4-25J | 5330191882 |  |  | CONTROL COMPONENTS I | R4-25J
SJG-I | 4720001702 |  | 03-01-42-15 | 21 | FT | HOSE, AIR, 1/4", RUBR, GATES RUBBER CO, 4C5C | 4720001702 |  |  | GATES RUBBER CO | 4C5C
SJG-I | 2825004696 |  | 03-01-42-15 | 1 | EA | SHIELD, GENERAL ELECTRIC, 143A6604P0003 | 2825004696 |  |  | GENERAL ELECTRIC CO. | 143A6604P0003
SJG-I | 0100003221 |  | 03-01-42-17 | 1 | KT | ADAPTER, KIT, INLET, CIRCULATION, 5-7/16" THRU 12 FOR FLEXIA | 0100003221 |  |  | DODGE | DOD 430155 CO
SJG-I | 3110057829 |  | 03-01-42-17 | 2 | EA | BEARING, BALL, SINGLE ROW CONRAD, 0.9843"ID, 2.0472"OD, 0.5906"W, SNAP RNG GRVD, FAFNIR BRG, 205KG, WU: U1 CLARIFIER-LIME SOFTENER AGITATOR LAB | 3110057829 | FAFNIR BEARING | 6205 NR | SKF INDUSTRIES INC | 6205NRJEM
SJG-I | 3110058686 |  | 03-01-42-17 | 2 | EA | BEARING, BALL, SINGLE ROW CONRAD/(2) SEALS, 1.5748"ID, 3.1496"OD, 0.7087"W, SKF IND.INC, 6208 2RSJEM, WU:U1 DIAMOND PWR SOOTBLOWER IK-525B | 3110058686 |  |  | SKF INDUSTRIES INC | 6208 2RSJEM
SJG-I | 3110060302 |  | 03-01-42-17 | 2 | EA | BEARING, BALL, SINGLE ROW CONRAD/SHIELD, 3.1496"ID, 6.6929"O | 3110060302 |  |  | ADVANCE SUPPLY & PUM | BY DESCRP
SJG-I | 3110061441 |  | 03-01-42-17 | 5 | EA | BEARING, BALL, SINGLE ROW RADIAL/SEALED, 0.4724"ID, 1.2598"O | 3110061441 |  |  | ADVANCE SUPPLY & PUM | BY DESCRP
SJG-I | 3110057837 |  | 03-01-42-17 | 3 | EA | BEARING, BALL, SINGLE ROW/SEALED, 0.3150"ID, 0.8661"OD, 0.27 | 3110057837 |  |  | HOPPER SPECIALTY WES | BY DESCRP
SJG-I | 3110067398 |  | 03-01-42-17 | 5 | EA | BEARING, BOWL/TOP, WORTHINGTON PUMPS BRG-8265 (U1) (U2) | 3110067398 |  |  | THELCO NEW MEXICO CO | BRG-8265
SJG-I | 3110058066 |  | 03-01-42-17 | 2 | EA | BEARING, CUP, TAP ROER, 4.1250"OD, 0.6250"W, 0.0800", T | 3110058066 |  |  | ADVANCE SUPPLY & PUM | BY DESCRP
SJG-I | 3110062639 |  | 03-01-42-17 | 2 | EA | BEARING, CYLINDRICAL ROLLER, 2.9528ID, 6.2992"OD, 1.4567, SNR CORP., NJ315, WU:G-D BLOWER MDL 9CDL S/N 14721 ASH BLOWER # 2 EQ.#411. | 3110062639 |  | KAMAN INDUSTRIAL TEC | SNR CORPORATION | NJ315
SJG-I | 3110073115 |  | 03-01-42-17 | 1 | EA | BEARING, FLANGE, BALL, 0.8750"ID, 1.3437"W, 4.8750", 2 BLT, | 3110073115 |  |  | DODGE DIV., RELIANCE | 124171
SJG-I | 3110068107 |  | 03-01-42-17 | 1 | EA | BEARING, GENERAL ELECTRIC, 176C4301G0001 | 3110068107 |  |  | GENERAL ELECTRIC CO. | 176C4301G0001
SJG-I | 3110072596 |  | 03-01-42-17 | 2 | EA | BEARING, GRAPHALLOY, JOHNSTON PUMP CO, 26300-A, WU:1A & B SCAH DRAIN PUMPS, U-1 | 3110072596 |  |  | JOHNSTON PUMP CO | 26300-A
SJG-I | 3110065236 |  | 03-01-42-17 | 3 | EA | BEARING, JOURNAL, ASSY, DE LAVAL TURBINE INC., P4563FX2 | 3110065236 |  |  | IMO PUMP | P4563FX2
SJG-I | 3110066440 |  | 03-01-42-17 | 1 | EA | BEARING, JOURNAL, CLOCKWISE, AMERICAN STANDARD POWER &, | 3110066440 |  |  | AMERICAN STANDARD | 79SA1562
SJG-I | 0100002434 |  | 03-01-42-17 | 1 | EA | BEARING, JOURNAL, STEADY REST, UNIT 1 TURBINE | 0100002434 |  |  | GENERAL ELECTRIC | 0513C997G0001
SJG-I | 0100002128 |  | 03-01-42-17 | 4 | EA | BEARING, LINE SHAFT, 3-3/4"X2-7/8"X6", BRONZE/RUBBER | 0100002128 |  |  | WORTHINGTON | 81732562
SJG-I | 3040055737 |  | 03-01-42-19 | 1 | ST | CAM, TRIPR, LIMITORQUE VALVE CONTROLS, 60-684-0002-1 | 3040055737 |  |  | LIMITORQUE CORPORATI | 60-684-0002-1
SJG-I | 2825004183 |  | 03-01-42-19 | 1 | EA | CARTRIDGE, FILTER, GAS PURIFIER, MATHESON GAS PRODUCTS, 451 | 2825004183 |  |  | GENERAL ELECTRIC CO. | 44A333431-001
SJG-I | 5010003258 |  | 03-01-42-19 | 10 | EA | CARTRIDGE, FILTER, H2O, PARKER HANNIFIN, MMCT-6, WU:SODIUM ANALYZER WATER PURIFICATION, DEMINERALIZER 1&2, U-1&2 | 5010003258 | THERMO FISHER SCIENT | 150024 | PARKER HANNIFIN | MMCT-6
SJG-I | 4320086004 |  | 03-01-42-19 | 1 | EA | COLLAR, SPLIT RING, WORTHINGTON, 621452-00, WU:WORTHINGTON MDL 15H277-10, SIZE 15", CONDENSATE HOTWELL, U-1 | 4320086004 |  |  | THE PUMP PARTS SOURC | 621452-00
SJG-I | 0100001948 |  | 03-01-42-19 | 1 | EA | COUPLING, ASSY, 1060T10, CONSIST OF: 1 EA COVER GRID, 1 EA THUB 1/2X1/4, 1 EA THUB 3/8X3/16, S/N #506157, WU: U-1&2 BOILER FEED PUMP, LUBE OIL | 0100001948 |  |  | HOWDEN BUFFALO | 91154
SJG-I | 4730130665 |  | 03-01-42-19 | 1 | EA | COUPLING, ASSY/CHANNEL BAND/2ND, ELLIOTT COMPANY, P2320A021 | 4730130665 |  |  | ELLIOTT COMPANY | P2320A021
SJG-I | 3010050551 |  | 03-01-42-19 | 1 | EA | COVER, GRIDMEMBER (2 HALVES) CS FALK 1020T10 COVER | 3010050551 |  |  | FALK CORPORATION | 1020T10 COVER
SJG-I | 3010050528 |  | 03-01-42-19 | 2 | EA | COVER, GRIDMEMBER, FALK, 1040T10 COVER | 3010050528 |  |  | FALK CORPORATION | 1040T10 COVER
SJG-I | 4320077466 |  | 03-01-42-19 | 1 | EA | COVER, HANDHOLE, 4"W, DURITE-C, UCC, 16158 | 4320077466 |  |  | UNITED CONVEYOR CORP | 16158
SJG-I | 4320079959 |  | 03-01-42-19 | 1 | EA | COVER, PUMP, IMO DELAVAL INC, P549DA, WU: DELAVAL HORIZONTAL CENTRIFUGAL PUMP, MDL 7BB31310, S/N 705505&06, U-1&2 | 4320079959 |  |  | DEMAG DELAVAL | P549DA
SJG-I | 5330189712 |  | 03-01-42-19 | 7 | EA | CUP, PSTN, PARKER HANNIFIN CORP., 25002750 | 5330189712 |  |  | PARKER HANNIFIN CORP | 25002750
SJG-I | 3040058525 |  | 03-01-42-19 | 1 | EA | CYLINDER, PNEUMATIC, 2-1/2"BORE, 6" STROKE, HYDRO LINE MFG, LR5C-2.5X6-N-.63-2-N-N-N-1-1, WU: BURNER BARRIER DAMPER U-1&2 | 3040058525 |  | HYDRO LINE MFG | AIR DRAULICS COMPANY | LR5C-2.5X6-N-.63-2-N
SJG-I | 2825004274 |  | 03-01-42-19 | 1 | EA | DEFLECTOR, OIL, GENERAL ELECTRIC, 141B8232P0001 | 2825004274 |  |  | GENERAL ELECTRIC CO. | 141B8232P0001
SJG-I | 0100002433 |  | 03-01-42-19 | 1 | EA | DISC, VALVE, CAP, OEM, GENERAL ELECTRIC, 241A929P0001, | 0100002433 |  |  | GENERAL ELECTRIC | 241A929P0001
SJG-I | 0100006027 |  | 03-01-42-19 | 1 | EA | FAN, TUBEAXIAL, 115CFM, 115VAC, AMETEK, 03-0471002-00 | 0100006027 |  |  | AMETEK | 03-0471002-00
SJG-I | 0100005553 |  | 03-01-42-19 | 1 | EA | FILTER, ELEMENT, EXCELLMENT 2000 SERIES, SNTHTC MICRO GLASS FILT. MEDIA, BETA>20 DEG, SCHROEDER IND., JZX3V, WU:U-1 EHC TBN C/ HP BLOCK AFTER PMP | 0100005553 | HYDRAULIC CONTROLS I | JZX3V | SCHROEDER INDUSTRIES | JZX3V
SJG-I | 6680338909 |  | 03-01-42-19 | 2 | EA | FLAPPER, FISHER CONTROLS, 1H266941132 | 6680338909 |  |  | FISHER CONTROLS CO | 1H266941132
SJG-I | 4810130163 |  | 03-01-42-19 | 4 | EA | FLAPPER, FISHER CONTROLS, 1V6068-36012 | 4810130163 |  |  | FISHER CONTROLS CO | 1V6068-36012
SJG-I | 0100005777 |  | 03-01-42-20 | 4 | EA | POSITIONER, ELECTRO PNEU TZIDC,2-INPUT 4...20MA,ABB,V18345.20.2.2.5.2.1.00.1,WU:U-1&2 PA DAMPER FEEDBACK | 0100005777 |  | MDL ABB TZID-C | ABB INSTRUMENTATION | V18345.202252.1.00.1
SJG-I | 5305148529 |  | 03-01-42-20 | 146 | EA | SCREW, CAP, HEX, 3/8"DIA, 16 TPI, 1"L, 316 STNLESS STL, ANY MFG, BY DESCRP | 5305148529 |  |  | ANY MFG | BY DESCRP
SJG-I | 5305154303 |  | 03-01-42-20 | 4 | EA | SCREW, GENERAL ELECTRIC, 182A5697P0001 | 5305154303 |  |  | GE ENERGY SERVICES | 182A5697P0001
SJG-I | 5305143900 |  | 03-01-42-20 | 22 | EA | SCREW, SHOULDER, 1/2"DIA, 1-1/2"L, 13 TPI, ALLOY STL, HEX/SC | 5305143900 |  |  | ANY MFG | BY DESCRP
SJG-I | 5305155805 |  | 03-01-42-20 | 22 | EA | SCREW, SHOULDER, 3/4"DIA, 1-1/4"L, 10 TPI, ALLOY STL, HEX/SC | 5305155805 |  |  | ANY MFG | BY DESCRP
SJG-I | 0100005538 |  | 03-01-42-20 | 4 | EA | SEAL, KIT, 8" MODULAR SLEEVE OIL, HOWDEN NORTH AMERICAN | 0100005538 |  |  | HOWDEN NORTH AMERICA | 14PP3442
SJG-I | 0100002424 |  | 03-01-42-20 | 1 | EA | SEAT, VALVE, INNER, GENERAL ELECTRIC, 0241A372P0 | 0100002424 |  |  | GENERAL ELECTRIC | 0241A372P0001
SJG-I | 3040058194 |  | 03-01-42-20 | 1 | EA | SHAFT, DRIVE, STUB, PHILADELPHIA GEAR CORP., B-494051 | 3040058194 |  | CE AIR PREHEATER COR | PHILADELPHIA GEAR CO | B-494051
SJG-I | 3040058202 |  | 03-01-42-20 | 1 | EA | SHAFT, STUB, PHILADELPHIA GEAR CORP., 46049-4038, WU: GEAR DRIVE, SIZE 3HR, S/N113365, 113363; 5HP, RPM 1750, U1&2 | 3040058202 |  | ITEM 20 | AIR PREHEATER CO | 46049-4038
SJG-I | 4320076542 |  | 03-01-42-20 | 2 | EA | SLEEVE, SHAFT, PUMP, GOULDS PUMPS, INC., 76772-2229 | 4320076542 |  |  | JAMES S. KONE & COMP | 76772-2226
SJG-I | 3010049124 |  | 03-01-42-20 | 1 | EA | SLEEVE, TORQUE LIMIT, LIMITORQUE VALVE CONTROLS, 60-573-0012 | 3010049124 |  |  | LIMITORQUE CORPORATI | 60-573-0012-1
SJG-I | 0100002425 |  | 03-01-42-20 | 2 | EA | SPACER, VALVE, GENERAL ELECTRIC, 128V756P0001 | 0100002425 |  |  | GENERAL ELECTRIC | 128V756P0001
SJG-I | 5360200538 |  | 03-01-42-20 | 4 | EA | SPRING, CLUTCH, GENERAL ELECTRIC CO., 733-328X652 | 5360200538 |  |  | GENERAL ELECTRIC COM | 733-328X652
SJG-I | 5360198625 |  | 03-01-42-20 | 1 | EA | SPRING, GENERAL ELECTRIC, 244A3019P0001 | IR95-0418 |  |  | GENERAL ELECTRIC | 244A3019P0001
SJG-I | 3020051532 |  | 03-01-42-20 | 2 | EA | SPROCKET, SWGEAR, GENERAL ELECTRIC CO., 733-328X0637 | IR01-0921 |  |  | GENERAL ELECTRIC COM | 733-328X0637
SJG-I | 0000000985 |  | 03-01-42-20 | 2 | EA | STRAINER, BASKET 100 MESH 316SS UNIT #1 BFP SEAL INJ | 0000000985 |  |  | FLUID ENGINEERING | 015-124-FF-CS
SJG-I | 2825004639 |  | 03-01-42-20 | 1 | ST | TEETH, GENERAL ELECTRIC COMPANY, U316D022T0008 | 2825004639 |  |  | GENERAL ELECTRIC CO. | U316D022T0008
SJG-I | 2825004753 |  | 03-01-42-20 | 2 | EA | TEETH, GENERAL ELECTRIC, U316D017T0008 | 2825004753 |  |  | GENERAL ELECTRIC CO. | U316D017T0008
SJG-I | 2825004779 |  | 03-01-42-20 | 3 | EA | TEETH, OIL DFLCTR, GENERAL ELECTRIC COMPANY, U316D020T0011 | IR97-0478 |  |  | GENERAL ELECTRIC CO. | U316D020T0011
SJG-I | 3660000914 |  | 03-01-42-20 | 3 | EA | VALVE VENT, RELIEF PRESS, RANGE 1-10 PSI, 1/8" NPT, GE STEAM POWER, MPS-0352315 | 3660000914 |  |  | GE STEAM POWER INC | MPS-0352315
SJG-I | 0100003945 |  | 03-01-42-20 | 2 | EA | VALVE, BALL, 3-WAY, 1", BRS BODY, THRD, 150#, NON-ASB, FOSTER WHEELER, V-1, WU:U1&2 ASPIRATING & SEAL AIR OBSERVATION PORTS | 0100003945 |  |  | FOSTER WHEELER | V-1
SJG-I | 4820121129 |  | 03-01-42-20 | 4 | EA | VALVE, DISCHARGE, CHICAGO PNEUMATIC TOOL CO, 2 01 30042 | 4820121129 |  |  | ARIZONA PNEUMATIC SY | 2 01 30042
SJG-I | 4810136814 |  | 03-01-42-20 | 2 | EA | VALVE, KIT, REPAIR, DEZURIK CORP., 1067166, WU: ACTUATORS ON PYRITE HOPPERS, U-1&2 | 4810136814 |  |  | DEZURIK CORPORATION | 1067166
SJG-I | 0100003965 |  | 03-01-42-20 | 2 | EA | VALVE, RELIEF, SAFETY, 2-1/2" FNPT X 2-1/2" MNPT, CI/BRZ BDY, 1249 SCFM, 20%(RESET), NON-ASB, 12.5 PSIG, KUNKLE, 0337-J01ANE, WU:U-1&2 BGHSE BLO | 0100003965 |  |  | KUNKLE | 0337-J01ANE
SJG-I | 4820122275 |  | 03-01-42-20 | 1 | EA | VALVE, RELIEF, SAFETY,3/4",BRS,THD,60# PSI,NON-ASB,KUNKLE VLV,0020-D01-MG0060, WU:SAFETY RELIEF VLVS, H2O DUMP, BRNG COOLING STATOR HEAT EXCHG, U-1 | 4820122275 | PENTAIR VALVES, CNTL | EGGELHOF, INC. | KUNKLE INDUSTRIES | 0020-D01-MG0060
SJG-I | 3110058678 |  | 03-01-42-20 | 3 | EA | WASHER, LOCKING, BRG, 3.5433", 4-15/16"OD, 0.100"THK, W-18, | 3110058678 |  |  | ADVANCE SUPPLY & PUM | BY DESCRP
SJG-I | 3020050880 |  | 03-01-42-20 | 1 | EA | WORM, 5/8"ID, 1-1/4" WORM DIA, 4-1/2"L, CS, 45:1 RATIO, LIMITORQUE, 60-400-0042-1, WU:VLV SB-00 OPERATOR 393529A S/N 237009 U-1&2 | 3020050880 |  |  | LIMITORQUE CORPORATI | 60-400-0042-1
SJG-I | 3040055604 |  | 03-01-42-20 | 1 | EA | WORMSHAFT, CS, LIMITORQUE VALVE CONTROLS, 60-301-0019-1 | 3040055604 |  |  | LIMITORQUE CORPORATI | 60-301-0019-1
SJG-I | 3010048688 |  | 03-01-45-03 | 1 | EA | ACTUATOR, 120 PSI, C/W STL CYL, BETTIS CORPORATION, CB-315-120 | IR05-0105 |  |  | BETTIS CORPORATION | CB-315-120
SJG-I | 4810134389 |  | 03-01-45-03 | 2 | KT | BASE, MOUNTING, KIT/POSNER, VALTEK INC, 042265-999-000 | IR05-0097 |  |  | FLOWSERVE FCD CORPOR | 042265-999-000
SJG-I | 3915000024 |  | 03-01-45-03 | 2 | EA | DISC, GATE, UCC, 190285, WU: UCC ASH HANDLING SYSTEM, ORIFICE FEEDER. UNIT 1 | IR05-0107 |  |  | UNITED CONVEYOR CORP | 190285
SJG-I | 5330220798 |  | 03-01-45-03 | 6 | EA | GASKET, NON-ASB, 6-5/16"ID, 6-13/16"OD, 1/8"THK, TEFLON, VALTEK INC, 001944-925-000 | IR05-0100 |  |  | VALTEK INC | 001944-925-000
SJG-I | 5820000072 |  | 03-01-45-03 | 1 | EA | LENS, FRNT/90 DEG, QTZ, ARVIN/DIAMOND C/O FRANK G, 906801002 | IR05-0102 |  | ARVIN/DIAMOND C/O FR | DIAMOND ELECTRONICS, | 906801002
SJG-I | 4810132938 |  | 03-01-45-03 | 12 | EA | RING, HALF, 1-3/4"ID, 2-1/4"OD | IR14-0612 | IR05-0098 |  | FLOWSERVE FCD CORPOR | 01047-150-000
SJG-I | 5365215937 |  | 03-01-45-03 | 1 | EA | SEAT, VALVE, RNG, 316 SS, 3", 150LB, VALTEK INC., 004384-150 | IR05-0101 |  |  | FLOWSERVE FCD CORPOR | BY DESCRP
SJG-I | 4320078332 |  | 03-01-45-03 | 2 | EA | SLINGER, MECHANICAL, INGERSOLL RAND CO., 16ALV157EX3204 | IR05-0096 |  |  | INGERSOLL-RAND CO. | 16ALV157EX3204
SJG-I | 2520000031 |  | 03-01-45-03 | 2 | EA | SPIDER, ASSY/BRG, CS, FMH MATERIALS HANDLING, 942735 | IR05-0104 |  |  | CLARKLIFT OF NEW MEX | 942735
SJG-I | 6680339766 |  | 03-01-45-03 | 78 | FT | TUBING, RUBBER, RED, 3/32"ID, 7/32"OD, 1/16"WT, WALLACE & TIERNAN DIV., RK554436 | IR05-0103 |  |  | TERRAZAS PINA & MOOR | BY DESCRP
SJG-I | 4320086145 |  | 03-01-45-03 | 1 | EA | VOLUTE, MECHANICAL, PEABODY BARNES INC., 61785 | IR05-0108 |  |  | PEABODY BARNES | 25
SJG-I | 3040056305 |  | 03-01-45-03 | 127 | EA | WIPER, ROD, 5/6", POLYURETHANE, UCC, 40649-1 | IR05-0106 |  |  | UNITED CONVEYOR CORP | 40649-1
SJG-I | 4810125221 |  | 03-01-46-03 | 2 | EA | BUSHING, 10", KEYSTONE, 510-207-100-100-000, WU: KEYSTONE VALVES RCC, U-3&4 | IR14-0140 |  |  | TYCO VALVES & CONTRO | 510-207-100-100-000
SJG-I | 4810125239 |  | 03-01-46-03 | 3 | EA | BUSHING, 12", ACETAL, 150 LB, KEYSTONE, 510-207-120-100-000, WU: KEYSTONE VALVES, RCC, U-3&4 | IR14-0141 |  |  | TYCO VALVES & CONTRO | 510-207-120-100-000
SJG-I | 4810125213 |  | 03-01-46-03 | 5 | EA | BUSHING, VALVE, FIG 122, KEYSTONE, 510-207-080-100-000, | IR14-0139 |  |  | TYCO VALVES & CONTRO | 510-207-080-100-000
SJG-I | 4730125541 |  | 03-01-46-03 | 9 | EA | NOZZLE, 1/2" NPT, 15/64" ORIFICE, BRS 35, THDED, UCC, 4 | IR14-0126 |  |  | UNITED CONVEYOR CORP | 40383-25
SJG-I | 4730125582 |  | 03-01-46-03 | 12 | EA | NOZZLE, 3/4", 37/64" ORIFICE, BRS, 1/2" NPT, WHIRLJET, UCC, | IR14-0128 |  |  | UNITED CONVEYOR CORP | 40382-35
SJG-I | 4730125574 |  | 03-01-46-03 | 12 | EA | NOZZLE, SPRAY, 3/4", W/3/8 IN ORF, UCC, 40382-31, | IR14-0127 |  |  | UNITED CONVEYOR CORP | 40382-31
SJG-I | 4810132938 |  | 03-01-46-03 | 2 | EA | RING, HALF, 1-3/4"ID, 2-1/4"OD | IR14-0612 | IR05-0098 |  | FLOWSERVE FCD CORPOR | 01047-150-000
SJG-I | 4320090915 |  | 03-01-46-03 | 1 | EA | SLEEVE, SHAFT, PUMP, CARPENTER 20, PNM MACHINE SHOP, SJS-M60 | IR14-0110 |  |  | WORTHINGTON PUMP COR | 9901710-001
SJG-I | 5120128367 |  | 03-01-46-03 | 1 | EA | SOCKET, RELAY, PORTEC, INC., 087-0556 | IR14-0168 |  |  | PORTEC INC. | 087-0556
SJG-I | 4720000886 |  | 03-01-46-03 | 1 | EA | TUBE, POLYESTER, JAMES, COOKE & HOBSON, BY DESCRP | IR14-0119 |  |  | JAMES, COOKE, & HOBS | BY DESCRP
SJG-I | 4820123109 |  | 03-01-46-03 | 3 | EA | VALVE, ANGLE, 1/4", BRONZE, 200 LB, CRANE CO, 214P | IR14-0162 |  |  | CRANE COMPANY | 214P
SJG-I | 4820126342 |  | 03-01-46-03 | 1 | EA | VALVE, DRN, RESEARCH COTTRELL, 49738-L3 | IR14-0164 |  |  | HAMON RESEARCH-COTTR | 49738-L3
SJG-I | 4820126334 |  | 03-01-46-03 | 1 | EA | VALVE, RELIEF, RESEARCH COTTRELL, 44676-L1 | IR14-0163 |  |  | HAMON RESEARCH-COTTR | 44676-L1
SJG-I | 4820127456 |  | 03-01-46-03 | 1 | EA | VALVE, RELIEF, SAFETY, 1"X 1-1/4", BRONZE, 125 PSI, APOLLO PRECISION VALVE, 19-402-F | IR14-0166 |  |  | APOLLO PRECISION VAL | 19-402-F
SJG-I | 5975266908 |  | 03-01-46-04 | 2 | EA | CLAMP, INSULATED, MTL/LEAD, WESTINGHOUSE, 4956D35-1 | IR14-0613 |  | SIEMENS ENERGY | WESTINGHOUSE | 4956D35-1
SJG-I | 5310162366 |  | 03-01-46-04 | 1 | ST | NUT, LOCK, SIZE 3.9370", STL, 12 TPI, AN-20 | IR14-0217 |  |  | LAWRENCE PUMPS, INC. | 09
SJG-I | 5930234397 |  | 03-01-46-04 | 1 | EA | OPERATOR, SWITCH/TD, PUSHBTTN, 3, BLK, CUTLER-HAMMER, INC, 1 | IR14-0422 |  |  | ARGO INTERNATIONAL C | BY DESCRP
SJG-I | 4140001472 |  | 03-01-46-04 | 1 | EA | PLATE, DRV SIDE, ZURN INDUST, BY DESCRP, | IR14-0079 | IR96-0673 |  | ZURN INDUSTRIES, INC | BY DESCRP
SJG-I | 4810131252 |  | 03-01-46-04 | 1 | EA | PLUG, VALVE, 6", 150 LB, FLGD, DEZURIK CORP, 1043932 | IR14-0144 |  |  | DEZURIK CORPORATION | 1043932
SJG-I | 5905221601 |  | 03-01-46-04 | 10 | EA | RESISTOR, 0.10 W, 20K OHM, +/-0.10%, ROSEMOUNT ANALYTIC | IR14-0324 |  |  | ROSEMOUNT ANALYTICAL | 669A664H10
SJG-I | 5305155011 |  | 03-01-46-04 | 1 | EA | SCREW, ASSY/PLNGR, DODGE DIV-RELIANCE E | IR14-0207 |  |  | DODGE DIV., RELIANCE | 391089
SJG-I | 3910000508 |  | 03-01-46-04 | 9 | EA | SEAT, GATE, UCC, 13593 | IR14-0066 |  |  | UNITED CONVEYOR CORP | 13593
SJG-I | 5310157002 |  | 03-01-46-04 | 1 | EA | WASHER, LOCKING, IMPLR NUT, 316 SS, WORTHINGTON, 960617 | IR14-0215 |  |  | WORTHINGTON PUMPS CO | 960617
SJG-I | 5310162093 |  | 03-01-46-04 | 2 | EA | WASHER, WU: PEABODY BARNES SUBMERSIBLE GRINDER PUMP, MDL SG204HC, S/N 61790-1076, SANITARY SEWER LIFT PUMP, RCC 3&4 | IR14-0216 |  |  | PEABODY BARNES | 20
SJG-I | 5325000437 |  | 03-01-46-05 | 1 | BX | BOOSTER, SIZE 3/110, GREEN, HILTI FASTENING SYS, 503011, NO SUBS | IR14-0225 |  |  | HILTI FASTENING SYST | 503011
SJG-I | 5325000460 |  | 03-01-46-05 | 1 | BX | BOOSTER, SIZE 3/220, RED, HILTI FASTENING SYS, 502898, NO SUBS | IR14-0226 |  |  | HILTI FASTENING SYST | 1300220
SJG-I | 5325000478 |  | 03-01-46-05 | 1 | BX | BOOSTER, SIZE 3/240, PURPLE, HILTI FASTENING SYS, 503045, NO SUBS | IR14-0227 |  |  | HILTI FASTENING SYST | 503045
SJG-I | 5310153076 |  | 03-01-46-05 | 217 | EA | NUT, HEX, SIZE #12, BRS, 24 TPI, ANY MFG, BY DESCRP | IR14-0210 |  |  | ANY MFG | BY DESCRP
SJG-I | 5330188748 |  | 03-01-46-05 | 4 | EA | O-RING, 010, 1/4"ID, 3/8"OD, 1/16"THK, VITON, BAILEY CNTRLS, | IR14-0243 |  |  | BAILEY CONTROLS COMP | 5311428A3
SJG-I | 5330179523 |  | 03-01-46-05 | 5 | EA | O-RING, 327, 1-3/4"ID, 2-1/8"OD, 3/16"THK, BUNA-N, INGERSOLL | IR14-0233 |  |  | INGERSOLL-RAND COMPA | 20A11CM327
SJG-I | 5315157254 |  | 03-01-46-05 | 72 | EA | PIN, COTTER, 1/8"DIA, 1"L, ZINC PLTD STL, ANY MFG, BY DESCRP | IR14-0220 |  |  | ANY MFG | BY DESCRP
SJG-I | 5315157700 |  | 03-01-46-05 | 24 | EA | PIN, COTTER, 5/32"DIA, 1-1/2"L, ZINC PLTD STL, ANY MFG, BY DESCRP | IR14-0221 |  |  | ANY MFG | BY DESCRP
SJG-I | 5315155506 |  | 03-01-46-05 | 19 | EA | PIN, LOCK, RO, 5/32"DIA, 1-1/4"L, DORMAN PROD, | IR14-0219 |  |  | DORMAN PRODUCTS INC. | 623-015
SJG-I | 5315161025 |  | 03-01-46-05 | 3 | BX | PIN, RETAINING, SHANK, 0.145"DIA, 3/4"L, HILTI FASTENING SYS | IR14-0224 |  |  | HILTI FASTENING SYST | EDN19P8
SJG-I | 5330197871 |  | 03-01-46-05 | 4 | EA | RING, SEALING, V/CVR PLT, 1-1/4"ID, WORTHINGTON, 805707-00 | IR14-0250 |  |  | WORTHINGTON PUMP COR | 805707-00
SJG-I | 5330196121 |  | 03-01-46-05 | 5 | EA | SEAL, OIL/GREASE, 1.250"ID, 1.983"OD, 0.250"W, CHICAGO RAWHIDE, 12427 | IR14-0247 |  |  | CHICAGO RAWHIDE MANU | 12427
SJG-I | 5330178665 |  | 03-01-46-05 | 6 | EA | SEAL, OIL/GREASE, 1.500"ID, 2.374"OD, 0.313"W, CHICAGO RAWHIDE, 15004 | IR14-0231 |  |  | CHICAGO RAWHIDE MFG | 15004
SJG-I | 5330181495 |  | 03-01-46-05 | 12 | EA | SEAL, OIL/GREASE, 1.750"ID, 2.506"OD, 0.312"W, CHICAGO RAWHIDE, 17366 | IR14-0235 |  |  | CHICAGO RAWHIDE MFG | 17366
SJG-I | 5330177675 |  | 03-01-46-05 | 1 | EA | SEAL, OIL/GREASE, 2.375"ID, 3.543"OD, .0469"W, CHICAGO RAWHIDE, 23811 | IR14-0230 |  |  | CHICAGO RAWHIDE MFG | 23811
SJG-I | 5330196345 |  | 03-01-46-05 | 1 | EA | SEAL, OIL/GREASE, LINE BEARING, ITEM 47, LIP, STEEL, GARLOCK | IR14-0249 |  |  | GARLOCK INC. | 63X2077
SJG-I | 5330179093 |  | 03-01-46-05 | 1 | EA | SEAL, OIL/GREASE, PUMP, 1.250"ID, 3.000"OD, 0.375"W, ALLIS CHALMERS, 52-108-475-007 | IR14-0232 |  |  | ALLIS CHALMERS CORP. | 52-108-475-007
SJG-I | 5330179549 |  | 03-01-46-05 | 1 | EA | SEAL, OIL/GREASE, PUMP, 1.563"ID, 2.502"OD, 0.250"W, CHICAGO RAWHIDE, 15649 | IR14-0234 |  |  | CHICAGO RAWHIDE MFG | 15649
SJG-I | 5330196337 |  | 03-01-46-05 | 2 | EA | SEAL, OIL/GREASE, THRUST BEARING, ITEM 49, LIP, STEEL, GARLO | IR14-0248 |  |  | GARLOCK INC. | 63X1681
SJG-I | 5330172718 |  | 03-01-46-05 | 5 | EA | SEAL, SHAFT, PUMP, PUMPTRON DIV, SYM #24 | IR14-0229 |  |  | PUMPTRON DIVISION | SYM #24
SJG-I | 5310154363 |  | 03-01-46-05 | 800 | EA | WASHER, FLAT, #6, STL, ANY MFG, BY DESCRP | IR14-0213 |  |  | ANY MFG | BY DESCRP
SJG-I | 5310153753 |  | 03-01-46-05 | 2 | EA | WASHER, FLAT, MILTON ROY CO, 219-0030-006 | IR14-0211 |  |  | MILTON ROY COMPANY | 219-0030-006
SJG-I | 5330228627 |  | 03-01-46-07 | 1 | EA | GASKET, NON-ASB, 2", VELAN VALVE, F08-0074C-02TY, LIMESTONE | IR14-0277 |  |  | VELAN VALVE CORP | F08-0074C-02TY
SJG-I | 5330228643 |  | 03-01-46-07 | 1 | EA | GASKET, NON-ASB, 3", VELAN VALVE, F10-0074-13SX, LIMESTONE | IR14-0279 |  |  | VELAN VALVE CORP | F10-0074-13SX
SJG-I | 5330228023 |  | 03-01-46-07 | 2 | EA | GASKET, PROBE, INNER, NON-ASB, AMETEK, INC, 71780KE, WU: CEM, ALL UNITS | IR14-0265 |  |  | AMETEK PROCESS INSTR | 71780KE
SJG-I | 5330207753 |  | 03-01-46-07 | 4 | EA | O-RING, 3-1/8"ID, 3-3/8"OD, 1/8"THK, BUNA-N, ANY MFG, BY DESCRP, NATIONAL OIL, 2-235 | IR14-0254 |  |  | NATIONAL OIL SEAL DI | 2-235
SJG-I | 5330228221 |  | 03-01-46-07 | 4 | EA | O-RING, BUNA-N, SVEDALA GRINDING, BY DESCRP, WU: LIMESTONE | IR14-0268 |  |  | SVEDALA INDUSTRIES, | BY DESCRP
SJG-I | 5330228031 |  | 03-01-46-07 | 4 | EA | O-RING, MTL, AMETEK, 42244JE, CEM | IR14-0266 |  |  | AMETEK PROCESS INSTR | 42244JE
SJG-I | 5330228502 |  | 03-01-46-07 | 1 | KT | PACKING, KIT, VLV, NON-ASB, DURIRON CO, BY84405A, LIMESTONE | IR14-0270 |  |  | THE DURIRON COMPANY | BY84405A
SJG-I | 5330228239 |  | 03-01-46-07 | 1 | EA | PACKING, PREFORMED/SET, BUNA-N, NON-ASB, SVEDALA GRINDI | IR14-0269 |  |  | SVEDALA INDUSTRIES, | BY DESCRP
SJG-I | 5330228619 |  | 03-01-46-07 | 1 | ST | PACKING, PREFORMED/SET, VLV, 2"ID, NON-ASB, VELAN VALVE, F08 | IR14-0276 |  |  | VELAN VALVE CORP | F08-0074C-02TY
SJG-I | 5330228635 |  | 03-01-46-07 | 1 | ST | PACKING, PREFORMED/SET, VLV, 3"ID, NON-ASB, VELAN VALVE, F10 | IR14-0278 |  |  | VELAN VALVE CORP | F10-0074-13SX
SJG-I | 5330228650 |  | 03-01-46-07 | 1 | ST | PACKING, PREFORMED/SET, VLV, 4"ID, NON-ASB, VELAN VALVE, F12 | IR14-0280 |  |  | VELAN VALVE CORP | F12-0074-13SX
SJG-I | 5330228528 |  | 03-01-46-07 | 1 | EA | RING, COMP, 316L SS, ITEM #14), FETTEROLF CORP, BY DESCRP, W | IR14-0272 |  |  | FETTEROLF CORPORATIO | BY DESCRP
SJG-I | 5330228536 |  | 03-01-46-07 | 1 | EA | RING, GUIDE, TEFLON, FETTEROLF CORP, BY DESCRP, LIMESTONE | IR14-0273 |  |  | FETTEROLF CORPORATIO | BY DESCRP
SJG-I | 5330210278 |  | 03-01-46-07 | 37 | EA | RING, QUAD, PARKER-HANNIFIN, Q4133 | IR14-0255 |  |  | PARKER-HANNIFIN CORP | Q4133
SJG-I | 5330198093 |  | 03-01-46-07 | 2 | EA | RING, SEALING, GLAND, UCC, 40663 | IR14-0252 |  |  | UNITED CONVEYOR CORP | 40663
SJG-I | 5330228510 |  | 03-01-46-07 | 1 | EA | RING, SEALING, TEFLON, FETTEROLF CORP, BY DESCRP, LIMES | IR14-0271 |  |  | FETTEROLF CORP | BY DESCRP
SJG-I | 5330201053 |  | 03-01-46-07 | 2 | EA | SEAL, MECHANICAL, PUMP, ANCHOR PACKING, BY DESCRP | IR14-0253 |  |  | VIKING PUMP DIVISION | 2-477-015-999
SJG-I | 5330227587 |  | 03-01-46-07 | 1 | EA | SEAL, OIL/GREASE, 69042.2, ITEM 15, 19.000"ID, 20.525"OD, 0. | IR14-0264 |  |  | CHICAGO RAWHIDE MANU | 35420
SJG-I | 5330198085 |  | 03-01-46-07 | 2 | EA | SEAL, RETAINER, UCC, 40167 | IR14-0251 |  |  | UNITED CONVEYOR CORP | 40167
SJG-I | 5330228924 |  | 03-01-46-07 | 1 | EA | SEAL, VOLUTE FRAME, WARMAN, CH1125S01, LIMESTONE | IR14-0287 |  |  | WARMAN INTERNATIONAL | CH1125S01
SJG-I | 5895000015 |  | 03-01-46-10 | 3 | EA | BRACKET, MOUNTING, SPKR, GAI-TRONICS CORP, 5587 | IR14-0306 |  |  | GAI-TRONICS CORPORAT | 5587
SJG-I | 5830000187 |  | 03-01-46-10 | 9 | EA | CAP, RCVR, GAI-TRONICS CORP, 13204-001 | IR14-0305 |  |  | GAI-TRONICS CORPORAT | 5664
SJG-I | 5895000171 |  | 03-01-46-10 | 5 | EA | CAP, XMTRR, GAI-TRONICS CORP, 13203-004 | IR14-0309 |  |  | GAI-TRONICS CORPORAT | 5665
SJG-I | 5340187904 |  | 03-01-46-10 | 1 | EA | CLIP, HOLD-DOWN/BAG, AMERICAN AIR FILTER, BY DESCRP | IR14-0289 |  |  | AMERICAN AIR FILTER | BY DESCRP
SJG-I | 5360202740 |  | 03-01-46-10 | 1 | EA | COIL, ELECTRICAL, 48 DC V, GENERAL ELECTRIC CO, 366A803 | IR14-0292 |  |  | GENERAL ELECTRIC CO | 366A803G4
SJG-I | 5330228668 |  | 03-01-46-10 | 1 | EA | GASKET, NON-ASB, 4", VELAN VALVE, F12-0074-13SX, LIMESTONE | IR14-0281 |  |  | VELAN VALVE CORPORAT | F12-0074-13SX
SJG-I | 5330228841 |  | 03-01-46-10 | 2 | EA | O-RING, IMPELLER SEAL, WARMAN, B217S50, LIMESTONE | IR14-0282 |  |  | WARMAN INTERNATIONAL | B217S50
SJG-I | 5330228908 |  | 03-01-46-10 | 1 | EA | O-RING, IMPELLER SEAL, WARMAN, C217S50, LIMESTONE | IR14-0285 |  |  | WARMAN INTERNATIONAL | C217S50
SJG-I | 5330228932 |  | 03-01-46-10 | 1 | EA | O-RING, IMPELLER SEAL, WARMAN, D064S50, LIMESTONE | IR14-0288 |  |  | WARMAN INTERNATIONAL | D064S50
SJG-I | 5330228858 |  | 03-01-46-10 | 1 | EA | O-RING, LIMESTONE UNDERFLOW TRANSFER PUMP, WARMAN, 35T14N255 | IR14-0283 |  |  | WARMAN INTERNATIONAL | 35T143N255
SJG-I | 5330228916 |  | 03-01-46-10 | 2 | EA | O-RING, SHAFT, WARMAN, CH109S50, LIMESTONE | IR14-0286 |  |  | WARMAN INTERNATIONAL | CH109S50
SJG-I | 5330228890 |  | 03-01-46-10 | 4 | EA | O-RING, WARMAN, C109S50, WU:LIMESTONE SLURRY FEED TANK | IR14-0284 |  |  | WARMAN INTERNATIONAL | C109S50
SJG-I | 5365214161 |  | 03-01-46-10 | 6 | EA | PLUG, MAG, GARDNER-DENVER, 64BJ4, WU:G-D CYCLO BLWRS, 9CDL18F, 11CDL23B&211CDL23D, FLY | IR14-0296 |  |  | GARDNER-DENVER COMPA | 8501248
SJG-I | 5365217370 |  | 03-01-46-10 | 3 | ST | RING, EXPANDER, 3", W/ GSKT, RED HEAD BRASS INC, BY DESCRP | IR14-0298 | IR01-0990 | RED HEAD BRASS INC | FARMINGTON FIRE EQUI | BY DESCRP
SJG-I | 5365217776 |  | 03-01-46-10 | 2 | EA | SPRING, BODY CAP, INGERSOLL-RAND, PP565 | IR14-0301 |  |  | INGERSOLL-RAND COMPA | PP565
SJG-I | 5360201262 |  | 03-01-46-10 | 8 | EA | SPRING, COMPRESSION, UCC, 40140, WU:UCC ASH HANDLING SY | IR14-0291 |  |  | UNITED CONVEYOR CORP | 40140
SJG-I | 5365217768 |  | 03-01-46-10 | 1 | EA | SPRING, VALVE, INGERSOLL-RAND, 30479265 | IR14-0300 |  |  | INGERSOLL-RAND COMPA | 30479265
SJG-I | 5365217750 |  | 03-01-46-10 | 1 | EA | SPRING, VALVE, INGERSOLL-RAND, 48CS33 | IR14-0299 |  |  | INGERSOLL-RAND COMPA | 48CS33
SJG-I | 5365217784 |  | 03-01-46-10 | 3 | EA | SPRING, VALVE, INGERSOLL-RAND, PP336 | IR14-0302 |  |  | INGERSOLL-RAND COMPA | PP336
SJG-I | 5340189058 |  | 03-01-46-10 | 92 | EA | SUPPORT, TUBE, POLYPROPELENE, PARKER-HANNIFIN, P6TS4 | IR14-0290 |  |  | PARKER-HANNIFIN HOSE | P6TS4
SJG-I | 6230000058 |  | 03-01-46-11 | 1 | EA | FIXTURE, LIGHT, FLOOD, PYREX, UCC, 5061 | IR14-0536 |  |  | UNITED CONVEYOR CORP | 5061
SJG-I | 6105288408 |  | 03-01-46-11 | 1 | EA | GEARMOTOR, 115 V, 1 PH, 60 RPM, 1/20 HP, 24.5:1, MONITROL MFG, B2 | IR14-0507 |  |  | MONITROL MFG. CO | B2
SJG-I | 6110294383 |  | 03-01-46-11 | 1 | EA | HEATER, OVERLOAD, B-32, SQUARE D. COMPANY, B-32 | IR14-0518 |  | BORDER STATES ELECTR | SQUARE D. COMPANY | B-32
SJG-I | 6640002512 |  | 03-01-46-11 | 2 | EA | INSULATOR, GLASS WOOL, LECO CORP, 763-265 | IR14-0574 |  |  | LECO CORP | 763-265
SJG-I | 6210000987 |  | 03-01-46-11 | 3 | EA | LENS, CAP, LGT/INDICATING, RED, CUTLER-HAMMER, INC, E29KP10 | IR14-0614 |  | BORDER STATES ELECTR | CUTLER-HAMMER, INC | E29KP10
SJG-I | 6210001647 |  | 03-01-46-11 | 3 | EA | REFLECTOR, LIGHTING, DOME, RND, CROUSE HINDS COMPANY, RD65 | 6210001647 |  | BORDER STATES ELECTR | CROUSE HINDS COMPANY | RD65
SJG-I | 6640002322 |  | 03-01-46-11 | 3 | PK | TIP, PIPET, 100 MICROLITER, 960EA=PK, FISHER SCI, 0540341 | IR14-0572 |  |  | FISHER SCIENTIFIC CO | 0540341
SJG-I | 5365214450 |  | 03-01-46-17 | 52 | EA | RING, SEGMENT | IR99-0452 |  |  | GENERAL ELECTRIC | U699F067B0750
SJG-I | 5365214559 |  | 03-01-46-17 | 17 | EA | RING, SEGMENT | IR99-0458 |  |  | GENERAL ELECTRIC | U699H071B0740
SJG-I | 5365214773 |  | 03-01-46-17 | 13 | EA | RING, SEGMENT | IR99-0460 |  |  | GENERAL ELECTRIC | 294A800AP0001
SJG-I | 5365214534 |  | 03-01-46-17 | 2 | EA | RING, SEGMENT, GE, U699H068B0670 | IR99-0457 |  |  | GENERAL ELECTRIC | U699H068N0670
SJG-I | 5365214435 |  | 03-01-46-17 | 60 | EA | RING, SEGMENT, GENERAL ELECTRIC COMPANY, U699E068B0625 | IR99-0451 |  |  | GENERAL ELECTRIC | U699E068B0625
SJG-I | 5905219001 |  | 03-01-47-01 | 3 | EA | POTENTIOMETER, 1 K OHM, 1 W, 25, ROSEMOUNT ANALYTICAL, | IR14-0314 |  |  | ROSEMOUNT ANALYTICAL | 669A595H06
SJG-I | 5895000031 |  | 03-01-47-01 | 33 | EA | RECEIVER, ELECTRONIC, TELEPHONE, 15 DC V, 20 W, GAI-TRONICS, | IR14-0307 |  |  | GAI-TRONICS CORPORAT | 13205-001
SJG-I | 5905219290 |  | 03-01-47-01 | 59 | EA | RESISTOR, 0.50 W, 180 OHM, +/-5%, ALLEN-BRADLEY CO., RC | IR14-0315 |  |  | ALLEN-BRADLEY CO. | RCR20G181JS
SJG-I | 5905221650 |  | 03-01-47-01 | 12 | EA | RESISTOR, CARBON, 250 V, 0.25 W, 1.20K OHM, +/-5%, ALLEN-BRA | IR14-0325 |  |  | ALLEN-BRADLEY CO. | RCR07G122JS
SJG-I | 5905222328 |  | 03-01-47-01 | 14 | EA | RESISTOR, CARBON, 250 V, 0.25 W, 180 OHM, +/-5%, ALLEN-BRADL | IR14-0329 |  |  | ALLEN-BRADLEY CO | RCR07G181JS
SJG-I | 5905221932 |  | 03-01-47-01 | 33 | EA | RESISTOR, CARBON, 250 V, 0.25 W, 20 MEG OHM, +/-5%, RCR07G20 | IR14-0327 |  |  | ALLEN-BRADLEY CO. | RCR07G206JS
SJG-I | 5905219498 |  | 03-01-47-01 | 67 | EA | RESISTOR, CARBON, 250 V, 0.25 WATT, 1.50 MEG, +/-5%, ALLEN-B | IR14-0318 |  |  | ALLEN-BRADLEY CO. | RCR07
SJG-I | 5905219308 |  | 03-01-47-01 | 100 | EA | RESISTOR, CARBON, 350 V, 0.50 W, 160 OHM, +/-5%, ALLEN-BRADL | IR14-0316 |  |  | ALLEN-BRADLEY CO | RCR20G161JS
SJG-I | 5905222294 |  | 03-01-47-01 | 57 | EA | RESISTOR, CARBON, 350 V, 0.50 W, 220 OHM, +/-5%, ALLEN-BRADL | IR14-0328 |  |  | ALLEN-BRADLEY CO. | RCR20G221JS
SJG-I | 5905219373 |  | 03-01-47-01 | 42 | EA | RESISTOR, CARBON, 350 V, 0.50 W, 82 OHM, +/-5%, ALLEN-BRADLE | IR14-0317 |  |  | ALLEN-BRADLEY CO. | RCR20G820JS
SJG-I | 5905221775 |  | 03-01-47-01 | 18 | EA | RESISTOR, CARBON, 500 V, 1 W, 4.30 MEG OHM, +/-5%, ALLEN-BRA | IR14-0326 |  |  | ALLEN-BRADLEY CO. | RCR32G435JS
SJG-I | 5905220488 |  | 03-01-47-01 | 11 | EA | RESISTOR, CARBON, 500 V, 1 W, 43 OHM, +/-5%, ALLEN-BRADLEY C | IR14-0322 |  |  | ALLEN-BRADLEY CO. | RCR32G430JS
SJG-I | 5905220470 |  | 03-01-47-01 | 12 | EA | RESISTOR, CARBON, 500 V, 1 W, 47 OHM, +/-5%, ALLEN-BRADLEY C | IR14-0321 |  |  | ALLEN-BRADLEY CO. | RCR32G470JS
SJG-I | 5905220462 |  | 03-01-47-01 | 18 | EA | RESISTOR, CARBON, 500 V, 1 W, 51 OHM, +/-5%, ALLEN-BRADLEY C | IR14-0320 |  |  | ALLEN-BRADLEY CO. | RCR32G510JS
SJG-I | 5905220215 |  | 03-01-47-01 | 13 | EA | RESISTOR, CARBON, 750 V, 2 W, 150 OHM, +/-5%, ALLEN-BRADLEY | IR14-0319 |  |  | ALLEN-BRADLEY CO. | RCR42G151JS
SJG-I | 5905220595 |  | 03-01-47-01 | 13 | EA | RESISTOR, CARBON, 750 V, 2 W, 62 OHM, +/-5%, ALLEN-BRADLEY C | IR14-0323 |  |  | ALLEN-BRADLEY CO. | RCR42G620JS
SJG-I | 5905218532 |  | 03-01-47-01 | 13 | EA | RESISTOR, WIREWOUND, 5 W, 3000 OHM, +/-5%, TRW CINCH CONNECT | IR14-0312 |  |  | TRW CINCH CONNECTOR | PW5-3000
SJG-I | 5895000189 |  | 03-01-47-01 | 6 | EA | TRANSMITTER, AUDIO, UNIT, GAI-TRONICS CORP, 12511-001 | IR14-0310 |  |  | GAI-TRONICS CORPORAT | 5666
SJG-I | 5905225016 |  | 03-01-47-04 | 34 | EA | RESISTOR, 0.50 W, 10K OHM, +/-5%, ARVIN/DIAMOND C/O FRA | IR14-0348 |  |  | ALLEN-BRADLEY CO. | 8550120104
SJG-I | 5905222781 |  | 03-01-47-04 | 12 | EA | RESISTOR, 0.50 W, 470 OHM, +/-5%, ARVIN/DIAMOND C/O FRA | IR14-0334 |  |  | ALLEN-BRADLEY CO. | RCR20G471JS
SJG-I | 5905222872 |  | 03-01-47-04 | 51 | EA | RESISTOR, CARBON, 150 V, 0.125 W, 1.10K OHM, +/-5%, ALLEN-BR | IR14-0336 |  |  | ALLEN-BRADLEY CO. | RCR05G112JS
SJG-I | 5905224290 |  | 03-01-47-04 | 29 | EA | RESISTOR, CARBON, 250 V, 0.25 W, 10 OHM, +/-5%, ALLEN-B | IR14-0341 |  |  | ALLEN-BRADLEY CO. | RCR07G100JS
SJG-I | 5905224357 |  | 03-01-47-04 | 6 | EA | RESISTOR, CARBON, 250 V, 0.25 W, 18 OHM, +/-5%, ALLEN-BRADLE | IR14-0342 |  |  | ALLEN-BRADLEY CO. | RCR07
SJG-I | 5905223680 |  | 03-01-47-04 | 18 | EA | RESISTOR, CARBON, 250 V, 0.25 W, 2.40 MEG OHM, +/-5%, ALLEN- | IR14-0338 |  |  | ALLEN-BRADLEY CO. | RCR07G245JS
SJG-I | 5905224365 |  | 03-01-47-04 | 6 | EA | RESISTOR, CARBON, 250 V, 0.25 W, 20 OHM, +/-5%, ALLEN-BRADLE | IR14-0343 |  |  | ALLEN-BRADLEY CO. | RCR07G200JS
SJG-I | 5905224373 |  | 03-01-47-04 | 18 | EA | RESISTOR, CARBON, 250 V, 0.25 W, 22 OHM, +/-5%, ALLEN-BRADLE | IR14-0344 |  |  | ALLEN-BRADLEY CO. | RCR07G220JS
SJG-I | 5905224381 |  | 03-01-47-04 | 4 | EA | RESISTOR, CARBON, 250 V, 0.25 W, 24 OHM, +/-5%, ALLEN-BRADLE | IR14-0345 |  |  | ALLEN-BRADLEY CO. | RCR07G240JS
SJG-I | 5905224399 |  | 03-01-47-04 | 4 | EA | RESISTOR, CARBON, 250 V, 0.25 W, 27 OHM, +/-5%, ALLEN-BRADLE | IR14-0346 |  |  | ALLEN-BRADLEY CO. | RCR07G270JS
SJG-I | 5905223466 |  | 03-01-47-04 | 6 | EA | RESISTOR, CARBON, 250 V, 0.25 W, 3 OHM, +/-5%, ALLEN-BRADLEY | IR14-0337 |  |  | ALLEN-BRADLEY CO. | RCR07G3R0JS
SJG-I | 5905223730 |  | 03-01-47-04 | 40 | EA | RESISTOR, CARBON, 250 V, 0.25 W, 3.90 MEG OHM, +/-5%, ALLEN- | IR14-0339 |  |  | ALLEN-BRADLEY CO. | RCR07G395JS
SJG-I | 5905224407 |  | 03-01-47-04 | 4 | EA | RESISTOR, CARBON, 250 V, 0.25 W, 30 OHM, +/-5%, ALLEN-BRADLE | IR14-0347 |  |  | ALLEN-BRADLEY CO. | RCR07G300JS
SJG-I | 5905222476 |  | 03-01-47-04 | 4 | EA | RESISTOR, CARBON, 250 V, 0.25 W, 43 OHM, +/-5%, ALLEN-BRADLE | IR14-0331 |  |  | ALLEN-BRADLEY CO. | RCR07G430JS
SJG-I | 5905222427 |  | 03-01-47-04 | 26 | EA | RESISTOR, CARBON, 250 V, 0.25 W, 68 OHM, +/-5%, ALLEN-BRADLE | IR14-0330 |  |  | ALLEN-BRADLEY CO. | RCR07G680JS
SJG-I | 5905224282 |  | 03-01-47-04 | 4 | EA | RESISTOR, CARBON, 250 V, 0.25 W, 9.10 OHM, +/-5%, ALLEN-BRAD | IR14-0340 |  |  | ALLEN-BRADLEY CO. | RCR07G9R1JS
SJG-I | 5905222799 |  | 03-01-47-04 | 32 | EA | RESISTOR, CARBON, 350 V, 0.50 W, 430 OHM, +/-5%, ALLEN-BRADL | IR14-0335 |  |  | ALLEN-BRADLEY CO. | RCR20G431JS
SJG-I | 5905222757 |  | 03-01-47-04 | 6 | EA | RESISTOR, CARBON, 350 V, 0.50 W, 620 OHM, +/-5%, ALLEN-BRADL | IR14-0333 |  |  | ALLEN-BRADLEY CO. | RCR20G621JS
SJG-I | 5905222732 |  | 03-01-47-04 | 12 | EA | RESISTOR, CARBON, 350 V, 0.50 W, 750 OHM, +/-5%, ALLEN-BRADL | IR14-0332 |  |  | ALLEN-BRADLEY CO. | RCR20G751JS
SJG-I | 5905225396 |  | 03-01-47-04 | 8 | EA | RESISTOR, CARBON, 750 V, 2 W, 10K OHM, +/-5%, OHMITE MFG, 21 | IR14-0349 |  |  | GTE SYLVANIA, ELECTR | 21J10R
SJG-I | 5905225412 |  | 03-01-47-04 | 4 | EA | RESISTOR, CARBON, 750 V, 2 W, 12K OHM, +/-5%, ALLEN-BRADLEY | IR14-0350 |  |  | ALLEN-BRADLEY CO. | RCR42G123JS
SJG-I | 5905225438 |  | 03-01-47-04 | 4 | EA | RESISTOR, CARBON, 750 V, 2 W, 15K OHM, +/-5%, ALLEN-BRADLEY | IR14-0351 |  |  | ALLEN-BRADLEY CO. | RCR42G153JS
SJG-I | 5905225636 |  | 03-01-47-05 | 14 | EA | RESISTOR, CARBON, 150 V, 0.125 W, 100K OHM, +/-5%, ALLEN-BRA | IR14-0353 |  |  | ALLEN-BRADLEY CO. | RCR05G104JS
SJG-I | 5905225651 |  | 03-01-47-05 | 15 | EA | RESISTOR, CARBON, 150 V, 0.125 W, 120 K OHM, +/-5%, ALLEN-BR | IR14-0354 |  |  | ALLEN-BRADLEY CO. | RCR05G124JS
SJG-I | 5905225669 |  | 03-01-47-05 | 19 | EA | RESISTOR, CARBON, 150 V, 0.125 W, 130K OHM, +/-5%, AB RCR05G | IR14-0355 |  |  | ALLEN-BRADLEY CO. | RCR05G134JS
SJG-I | 5905225701 |  | 03-01-47-05 | 7 | EA | RESISTOR, CARBON, 150 V, 0.125 W, 200 K OHM, +/-5%, ALLEN-BR | IR14-0356 |  |  | ALLEN-BRADLEY CO. | RCR05G204JS
SJG-I | 5905227574 |  | 03-01-47-05 | 50 | EA | RESISTOR, CARBON, 150 V, 0.125 W, 24K OHM, +/-5%, ALLEN-BRAD | IR14-0360 |  |  | ALLEN-BRADLEY CO. | RCR05G243JS
SJG-I | 5905227632 |  | 03-01-47-05 | 17 | EA | RESISTOR, CARBON, 150 V, 0.125 W, 43K OHM, +/-5%, ALLEN-BRAD | IR14-0361 |  |  | ALLEN-BRADLEY CO. | RCR05G433JS
SJG-I | 5905227749 |  | 03-01-47-05 | 13 | EA | RESISTOR, CARBON, 250 V, 0.25 W, 20K OHM, +/-5%, ALLEN-BRADL | IR14-0362 |  |  | ALLEN-BRADLEY CO. | RCR07
SJG-I | 5905227939 |  | 03-01-47-05 | 28 | EA | RESISTOR, CARBON, 250 V, 0.25 W, 2K OHM, +/-5%, ALLEN-BRADLE | IR14-0363 |  |  | ALLEN-BRADLEY CO. | RCR07G202JS
SJG-I | 5905228119 |  | 03-01-47-05 | 36 | EA | RESISTOR, CARBON, 350 V, 0.50 W, 1.80K OHM, +/-5%, ALLEN-BRA | IR14-0364 |  |  | ALLEN-BRADLEY CO. | RCR20G182JS
SJG-I | 5905228150 |  | 03-01-47-05 | 6 | EA | RESISTOR, CARBON, 350 V, 0.50 W, 2.70K OHM, +/-5%, ALLEN-BRA | IR14-0365 |  |  | ALLEN-BRADLEY CO. | RCR20G272JS
SJG-I | 5905228200 |  | 03-01-47-05 | 7 | EA | RESISTOR, CARBON, 350 V, 0.50 W, 4.30K OHM, +/-5%, ALLEN-BRA | IR14-0366 |  |  | ALLEN-BRADLEY CO | RCR20G432JS
SJG-I | 5905228234 |  | 03-01-47-05 | 57 | EA | RESISTOR, CARBON, 350 V, 0.50 W, 5.60K OHM, +/-5%, ALLEN-BRA | IR14-0367 |  |  | ALLEN-BRADLEY CO. | RCR20G562JS
SJG-I | 5905228325 |  | 03-01-47-05 | 38 | EA | RESISTOR, CARBON, 500 V, 1 W, 2.20K OHM, +/-5%, ALLEN-BRADLE | IR14-0368 |  |  | ALLEN-BRADLEY CO. | RCR32
SJG-I | 5905226972 |  | 03-01-47-05 | 12 | EA | RESISTOR, CARBON, 500 V, 1 W, 390 OHM, +/-5%, ALLEN-BRADLEY | IR14-0359 |  |  | ALLEN-BRADLEY CO. | RCR32
SJG-I | 5905228432 |  | 03-01-47-05 | 17 | EA | RESISTOR, CARBON, 500 V, 1 W, 6.20K OHM, +/-5%, ALLEN-BRADLE | IR14-0369 |  |  | ALLEN-BRADLEY CO. | RCR32G622JS
SJG-I | 5905226907 |  | 03-01-47-05 | 23 | EA | RESISTOR, CARBON, 750 V, 2 W, 1.20K OHM, +/-5%, ALLEN-BRADLE | IR14-0358 |  |  | ALLEN-BRADLEY CO. | RCR42G122JS
SJG-I | 5905228499 |  | 03-01-47-05 | 26 | EA | RESISTOR, CARBON, 750 V, 2 W, 1.80K OHM, +/-5%, ALLEN-BRADLE | IR14-0370 |  |  | ALLEN-BRADLEY CO. | RCR42G182JS
SJG-I | 5905226642 |  | 03-01-47-05 | 15 | EA | RESISTOR, CARBON, 750 V, 2 W, 110K OHM, +/-5%, ALLEN-BRADLEY | IR14-0357 |  |  | ALLEN-BRADLEY CO. | RCR42G114JS
SJG-I | 5905228531 |  | 03-01-47-05 | 6 | EA | RESISTOR, CARBON, 750 V, 2 W, 2.70K OHM, +/-5%, ALLEN-BRADLE | IR14-0371 |  |  | ALLEN-BRADLEY CO | RCR42G272JS
SJG-I | 5905225479 |  | 03-01-47-05 | 6 | EA | RESISTOR, CARBON, 750 V, 2 W, 22K OHM, +/-5%, ALLEN-BRADLEY | IR14-0352 |  |  | ALLEN-BRADLEY CO. | RCR42G223JS
SJG-I | 5905228598 |  | 03-01-47-05 | 41 | EA | RESISTOR, CARBON, 750 V, 2 W, 4.70K OHM, +/-5%, ALLEN-BRADLE | IR14-0372 |  |  | ALLEN-BRADLEY CO. | RCR42G472JS
SJG-I | 5910224434 |  | 03-01-47-09 | 10 | EA | CAPACITOR, 25 DC V, 50 MF, ARVIN/DIAMOND, 8505750101 | IR14-0390 |  |  | SPRAGUE ELECTRIC COM | TVA 1206
SJG-I | 5910224103 |  | 03-01-47-09 | 5 | EA | CAPACITOR, 50 V, ARVIN/DIAMOND C/O FRANK G, 8505850206, | IR14-0389 |  |  | DIAMOND ELECTRONICS | 8505850206
SJG-I | 5920228334 |  | 03-01-47-09 | 7 | EA | FUSE, 1/4 A, TRANSMATION, 759306-011 | IR14-0398 |  |  | TRANSMATION INC. | 759306-011
SJG-I | 5920226395 |  | 03-01-47-09 | 46 | EA | FUSE, ONE-TIME, CRTG, DUAL ELEM/TIME-DELAY, 32 V, 15 A, 1 K, | IR14-0393 |  |  | BUSSMAN MFG. CO. | MDL-15
SJG-I | 5920227062 |  | 03-01-47-09 | 33 | EA | FUSE, ONE-TIME, CRTG, FAST-ACTING, 250 V, 3/8 A, 10 K, BUSSM | IR14-0394 |  |  | BUSSMAN MFG. CO. | AGC 3/8
SJG-I | 5920228128 |  | 03-01-47-09 | 5 | EA | FUSE, ONE-TIME, CRTG, TIME-DELAY, 250 V, 1/4 A, BUSSMAN MFG. | IR14-0396 |  |  | BUSSMAN MFG. CO. | MDL 1/4
SJG-I | 5920228763 |  | 03-01-47-09 | 6 | EA | FUSE, ONE-TIME, FERUL, FAST-ACTING, 250 V, 35 A, BUSSMAN MFG | IR14-0400 |  |  | BUSSMAN MFG. CO. | AGC 1/8
SJG-I | 5920228664 |  | 03-01-47-09 | 10 | EA | FUSE, ONE-TIME, GLASS TUBE, NON-TIME-DELAY, 115/125 V, 8 A, | IR14-0399 |  |  | BUSSMAN MFG. CO. | GLH-8
SJG-I | 5920227989 |  | 03-01-47-09 | 7 | EA | FUSE, ONE-TIME, SEMICONDR, ULTRA FAST ACTING, 150 AC/250 DC | IR14-0395 |  |  | GOULD, INC., CORPORA | A13X200
SJG-I | 5910225431 |  | 03-01-47-09 | 2 | EA | RELAY, TIME DELAY, 120 V, 60 HZ, DAYTON ELEC, 6X154 | IR14-0391 |  |  | DAYTON ELECTRIC MFG. | 6X154
SJG-I | 5905229067 |  | 03-01-47-09 | 7 | EA | RESISTOR, 0.50 W, 100 OHM, +/-5%, ARVIN/DIAMOND, 85501 | IR14-0380 |  |  | ARVIN/DIAMOND | 8550120102
SJG-I | 5905228747 |  | 03-01-47-09 | 8 | EA | RESISTOR, CARBON, 150 V, 0.125 W, 220K OHM, +/-5%, ALLEN-BRA | IR14-0375 |  |  | ALLEN-BRADLEY CO. | RCR056224JS
SJG-I | 5905228663 |  | 03-01-47-09 | 32 | EA | RESISTOR, CARBON, 250 V, 0.25 W, 100K OHM, +/-5%, ALLEN-BRAD | IR14-0373 |  |  | GTE SYLVANIA, ELECTR | Q410
SJG-I | 5905228705 |  | 03-01-47-09 | 84 | EA | RESISTOR, CARBON, 250 V, 0.25 W, 150K OHM, +/-5%, ALLEN-BRAD | IR14-0374 |  |  | GTE SYLVANIA, ELECTR | Q415
SJG-I | 5905229232 |  | 03-01-47-09 | 10 | EA | RESISTOR, CARBON, 250 V, 0.25 W, 33 OHM, +/-5%, ALLEN-BRADLE | IR14-0381 |  |  | ALLEN-BRADLEY CO. | RCR07G330JS
SJG-I | 5905228861 |  | 03-01-47-09 | 20 | EA | RESISTOR, CARBON, 350 V, 0.50 W, 100K OHM, +/-5%, ALLEN-BRAD | IR14-0377 |  |  | ALLEN-BRADLEY CO. | RCR20G104JS
SJG-I | 5905228911 |  | 03-01-47-09 | 36 | EA | RESISTOR, CARBON, 350 V, 0.50 W, 160K OHM, +/-5%, ALLEN-BRAD | IR14-0378 |  |  | ALLEN-BRADLEY CO. | RCR20G164JS
SJG-I | 5905228929 |  | 03-01-47-09 | 36 | EA | RESISTOR, CARBON, 350 V, 0.50 W, 180K OHM, +/-5%, ALLEN-BRAD | IR14-0379 |  |  | ALLEN-BRADLEY CO. | RCR20G184JS
SJG-I | 5905228846 |  | 03-01-47-09 | 6 | EA | RESISTOR, CARBON, 350 V, 0.50 W, 82K OHM, +/-5%, ALLEN- | IR14-0376 |  |  | ALLEN-BRADLEY CO. | RCR20
SJG-I | 5905229307 |  | 03-01-47-09 | 8 | EA | RESISTOR, VARIABLE, 2 W, 50 OHM, ACRISON, INC., 106-0003 | IR14-0383 |  |  | ACRISON INC | 106-0003
SJG-I | 5905231212 |  | 03-01-47-09 | 1 | EA | THERMISTOR, AMETEK, INC., 72273UE, CEM | IR14-0385 |  |  | AMETEK PROCESS INSTR | 72273UE
SJG-I | 5940239659 |  | 03-01-47-10 | 1 | EA | BLOCK, CONTACT, AUX, 120 V, TERM SCR, CUTLER-HAMMER, INC, E30KLA9 | IR14-0436 |  |  | CUTLER-HAMMER, INC | E30KLA9
SJG-I | 5940238578 |  | 03-01-47-10 | 4 | EA | BLOCK, CONTACT, AUX, 600 AC/250 DC V, 1 NO 1 NC, PRES TERMS, CUTLER-HAMMER, E30KLA3 | IR14-0435 |  |  | CUTLER-HAMMER, INC | E30KLA3
SJG-I | 5940240186 |  | 03-01-47-10 | 14 | EA | BLOCK, CONTACT, STD DUTY, 4/4X/13, 120 AC/DC V, 0.5 A, CUTLER-HAMMER, INC, 10250T-51 | IR14-0438 |  |  | CUTLER-HAMMER, INC | 10250T-51
SJG-I | 5920228797 |  | 03-01-47-10 | 1 | EA | FUSE, ONE-TIME, CRTG, NON-TD, 250 V, 100 A, 10 K, H, BUSSMAN | IR14-0401 |  |  | BUSSMAN MFG. CO. | NON100
SJG-I | 5920229449 |  | 03-01-47-10 | 6 | EA | FUSE, ONE-TIME, CRTG, QUICK-ACTING, 600 V, 15 A, 200 K, J, B | IR14-0404 |  |  | BUSSMAN MFG. CO. | JKS15
SJG-I | 5920231890 |  | 03-01-47-10 | 10 | EA | FUSE, ONE-TIME, CRTG, TIME-DELAY, 250 V, 1/16 A, GAI-TRONICS | IR14-0406 |  |  | GAI-TRONICS CORPORAT | 12604-002
SJG-I | 5920229670 |  | 03-01-47-10 | 2 | EA | FUSE, ONE-TIME, SEMICONDR, EXTREMELY FAST-ACTING, 130 V, 100 | IR14-0405 |  |  | GOULD INC. ELECTRIC | A13X100
SJG-I | 5940240301 |  | 03-01-47-10 | 2 | BX | LUG, COMPRESSION, SPADE, OMEGA ENGINEERING INC., SLCH-20 | IR14-0440 |  |  | OMEGA ENGINEERING, I | SLCH-20
SJG-I | 5940240004 |  | 03-01-47-10 | 599 | EA | LUG, COMPRESSION, TERM, #26-#24 AWG, #4, THOMAS & BETTS COMP | IR14-0437 |  |  | THOMAS & BETTS COMPA | RV547
SJG-I | 5940240269 |  | 03-01-47-10 | 1 | BX | LUG, COMPRESSION, TERM, OMEGA ENGINEERING INC., TLAL-20 | IR14-0439 |  |  | OMEGA ENGINEERING, I | TLAL-20
SJG-I | 5930232607 |  | 03-01-47-10 | 1 | EA | OPERATOR, SWITCH/TD, 2-BTTN, CHICAGO PNEUMATIC TOOL CO, 11PS | IR14-0416 |  |  | CUTLER-HAMMER, INC | E30AC
SJG-I | 5930231773 |  | 03-01-47-10 | 1 | EA | OPERATOR, SWITCH/TD, PUSHBTTN/MAINTAINED, 480 V, CUTLER-HAMM | IR14-0413 | IR98-0160 |  | CUTLER-HAMMER, INC | E30DK
SJG-I | 5935236140 |  | 03-01-47-10 | 2 | EA | PLUG, ELECTRICAL, MALE, 16 PIN, AMPHENOL NORTH AMERICAN, 26- | IR14-0430 |  |  | GAI-TRONICS CORPORAT | 21004-001
SJG-I | 5935233188 |  | 03-01-47-10 | 51 | EA | RECEPTACLE, ELECTRICAL, RACK/PAN, RECTANGLUAR/20 CONT, ELCO | IR14-0429 |  |  | ELCO CORP | 00-8016-020-217-716
SJG-I | 5945243714 |  | 03-01-47-10 | 2 | EA | RELAY, 120 V, 110 VDC, 3 A, 4PDT, JOY MFG, KHU17D1 | IR14-0443 |  |  | BELL INDUSTRIES | KHU17D1
SJG-I | 5945245743 |  | 03-01-47-10 | 4 | EA | RELAY, CONTROL, GENL PURP, 120/240 V, 120 V, 10/20 A, 540 OH | IR14-0447 |  |  | CONSOLIDATED ELECTRI | BY DESCRP
SJG-I | 5945246535 |  | 03-01-47-10 | 2 | ST | RELAY, TIME DELAY, 24 V, 60 HZ, 30-300 SECS, STRUTHERS- | IR14-0449 |  |  | CONSOLIDATED ELEC | BY DESCRP
SJG-I | 5930235873 |  | 03-01-47-10 | 1 | EA | SWITCH, FLOW, 3 GPM, 1"NPT, GEM SENSORS DIVISION, 991-9 | IR14-0427 |  |  | GEMS SENSORS DIVISIO | 27054
SJG-I | 5930234538 |  | 03-01-47-10 | 1 | EA | SWITCH, HARNISCHFEGER CORP, L-100E2504-1 | IR14-0423 |  |  | HARNISCHFEGER CORP. | L-100E2504-1
SJG-I | 5930234371 |  | 03-01-47-10 | 3 | EA | SWITCH, KIT, PUSHBTTN, HARNESS, MISCELLANEOUS HDW, GAI-TRONI | IR14-0421 |  |  | GAI-TRONICS CORPORAT | 51016-001
SJG-I | 5930228225 |  | 03-01-47-10 | 1 | EA | SWITCH, LIMIT, SNAP/BASIC/ROER, 120/250/480 V, 15 A, SPDT, T | IR14-0411 |  |  | HONEYWELL, INC. | DZ-2RL2-A2
SJG-I | 5930236194 |  | 03-01-47-10 | 1 | EA | SWITCH, TEMPERATURE, FENWAL ELECTRONICS, 17021-0 | IR14-0428 |  |  | FENWAL ELECTRONICS | 17021-0
SJG-I | 5975263822 |  | 03-01-47-12 | 2 | EA | BOX, ELECTRICAL, EXPLOSION PROOF, 1-1/2", 6-3/8, AL, SINGLE PH/1/2 IN TABS, KILLARK, GEJLBT-5 | IR14-0491 |  |  | BORDER STATES ELECTR | GEJLBT-5
SJG-I | 5975264994 |  | 03-01-47-12 | 2 | EA | BOX, ELECTRICAL, MNTING, AL, 1-1/4", SCR, 60 AMP, APPLETON, AEE-46 | IR14-0494 |  |  | APPLETON ELECTRIC CO | AEE-46
SJG-I | 5970253489 |  | 03-01-47-12 | 10 | EA | INSULATOR, CONN, THREE M CO, INDUSTRIAL EL, 8427-16 | IR14-0486 |  |  | THREE M CO. | 8427-16
SJG-I | 5945244068 |  | 03-01-47-12 | 4 | EA | RELAY, CONTROL, 600 V, 120 V, 15 A, 6 NO, SQUARE D. COM | IR14-0444 |  |  | CONSOLIDATED ELECTRI | BY DESCRP
SJG-I | 5945242609 |  | 03-01-47-12 | 2 | EA | RELAY, TIME DELAY, 300 V, 120 V, 10 A, 4 NO, 60 HZ, TER | IR14-0441 |  |  | ARGO INTERNATIONAL C | BY DESCRP
SJG-I | 5930233746 |  | 03-01-47-12 | 4 | EA | SWITCH, PRESSURE, AUTOMATIC SPRINKLER CORP, 86-150, | IR14-0418 |  |  | AUTOMATIC SPRINKLER | 86-150
SJG-I | 5930234199 |  | 03-01-47-12 | 2 | EA | SWITCH, TEMPERATURE, 0-225 DEG F, UNITED ELEC B402-90025-120 | IR14-0420 |  |  | UNITED ELECTRIC CONT | B402-90025-120
SJG-I | 5930235691 |  | 03-01-47-12 | 1 | EA | SWITCH, TEMPERATURE, IMO INDUSTRIES INC., L2H-H203S-WS, | IR14-0426 |  |  | TRANSAMERICA DELAVAL | L2H-H203S-WS
SJG-I | 5965000010 |  | 03-01-47-23 | 1 | EA | HORN, SPEAKER, WIDE ANG, 10-1/2 X 21-1/2 X 15.10IN, 116-199 | IR14-0480 |  |  | GAI-TRONICS CORPORAT | 13303-001
SJG-I | 5330189845 |  | 03-01-48-04 | 5 | EA | GASKET, SPIRAL WOUND, SEAT, 4-1/2"ID, 4.880"OD, 316 SS/NON-A | IR05-0085 |  |  | FLOWSERVE FCD CORPOR | BY DESCRP
SJG-I | 4810130650 |  | 03-01-48-04 | 4 | EA | GUIDE, VLVE, RETNR, 1", VALTEK INC, 007842-150-000 | IR05-0089 |  |  | FLOWSERVE FCD CORP | 007842-150-000
SJG-I | 5975272211 |  | 03-01-48-04 | 2 | EA | HOUSING, ELCTRD, LEEDS & NORTHRUP, 367430 | IR05-0093 |  |  | LEEDS & NORTHRUP | 367430
SJG-I | 5999280208 |  | 03-01-48-04 | 2 | EA | LOCK, INTLK, I-T-E IMPERIAL CORPORATION, BY DESCRP | IR05-0094 |  |  | ASEA BROWNE BOVERI | BY DESCRP
SJG-I | 5310155345 |  | 03-01-48-04 | 1 | EA | NUT, SHFT SLEV, BRS, INGERSOLL-RAND CO, 300S127LX3-673 | IR05-0084 |  |  | INGERSOLL-RAND CO | 127
SJG-I | 4810136525 |  | 03-01-48-04 | 7 | ST | PACKING, PREFORMED/SET, RNG, GRAPHITE RIBN/VILAMENT, 4, CON | IR05-0091 |  |  | CONVAL, INC. | ITEM 7
SJG-I | 4810133779 |  | 03-01-48-04 | 5 | EA | RING, RETAINING, VALTEK, 001403.029.014 | IR05-0090 |  |  | FLOWSERVE FCD CORP | 001403.029.014
SJG-I | 3040055828 |  | 03-01-48-04 | 50 | EA | SEAL, ROD FOR 5/8", UCC, 40656-1 | IR05-0088 |  |  | UNITED CONVEYOR CORP | 40656-1
SJG-I | 5930233332 |  | 03-01-48-05 | 10 | EA | BUTTON, KIT, RESET, ABB POWER T&D CO., RSK-12 | IR05-0070 |  |  | WESTINGHOUSE ELEC | RSK-12
SJG-I | 4810130270 |  | 03-01-48-05 | 4 | EA | DIAPHRAGM, ACTUATOR, 34/40, NITRILE, FISHER CONTROLS COMPANY, 2E670002202 | IR05-0074 |  |  | FISHER CONTROLS CO | 2E670002202
SJG-I | 4810115552 |  | 03-01-48-05 | 12 | EA | DIAPHRAGM, ASSY/VLV, MOORE PRODUCTS COMPANY, 14811-18 | IR05-0068 |  |  | MOORE PRODUCTS COMPA | 14811-18
SJG-I | 4810132573 |  | 03-01-48-05 | 1 | EA | FLANGE, BNET/VLV, 1-1/2"ID, 600 LB, VALTEK INC, 001057-181-0 | IR05-0075 |  |  | FLOWSERVE FCD CORPOR | BY DESCRP
SJG-I | 5330220871 |  | 03-01-48-05 | 2 | EA | GASKET, SPIRAL WOUND, SLEV, 7.770"ID, 8-1/4"OD, GRAFOIL, NON-ASB, RND, VALTEK INC, 018677-868-000 | IR05-0078 |  |  | FLOWSERVE FCD CORPOR | 018677-868-000
SJG-I | 4320076781 |  | 03-01-48-05 | 1 | EA | IMPELLER, PUMP, 6-1/2"DIA, PUMPTRON DIVI, 4999-5-07367 | IR05-0073 |  |  | ENGLAND SALES SERVIC | 4999-5-07367
SJG-I | 6680339758 |  | 03-01-48-05 | 3 | EA | NOZZLE, LEVEL/KIT, MAGNETROL INTERNATIONAL, 89-7804-001 | IR05-0079 |  |  | MAGNETROL INTERNATIO | 89-7804-001
SJG-I | 5330190280 |  | 03-01-48-05 | 3 | ST | O-RING, KIT, (1)GUIDE O-RING, (1)CYL O-RNG, (1) STEM O- | IR05-0077 |  |  | CHAS M. BAILEY CO, I | 23600-72/23606-72/39
SJG-I | 4320087192 |  | 03-01-48-05 | 1 | EA | PLUNGER, 7/16"DIA, MILTON ROY COMPANY, 212-0055-006 | IR05-0071 |  |  | MILTON ROY COMPANY | 212-B
SJG-I | 4810132961 |  | 03-01-48-05 | 8 | EA | RING, HALF, 4-3/8"ID, 5-1/8"OD, 3/8"THK, VALTEK INC, 001194 | IR05-0076 |  |  | FLOWSERVE FCD CORP. | 001194
SJG-I | 3040058137 |  | 03-01-48-05 | 1 | EA | WORMSHAFT, 39.1, WINSMITH, 014938 | IR05-0069 |  | NEW MEXICO BEARING | WINSMITH | 014938
SJG-I | 5999280877 |  | 03-01-48-11 | 1 | ST | CONTACT, ELECTRICAL, ARCINGMAIN, ABB POWER T&D 2600D43G02 | IR05-0205 |  |  | WESTINGHOUSE ELEC | 2600D43G02
SJG-I | 6685361195 |  | 03-01-48-11 | 1 | EA | CONTROL, REFRIGERATION/LOW PRESS, 20 IN/100 PSIG, JOHNSON CONTROLS, P70AB-2 | IR14-0581 |  |  | JOHNSON CONTROLS | P70AB-2
SJG-I | 6685367846 |  | 03-01-48-11 | 1 | EA | CONTROLLER, PNEUMATIC, AUTO/MAN OUTPUT, ADJABLE, 3-15 PSI, 0-100 PSI, 0-100 PERCENT, FOXBORO, CO131MA | IR14-0616 |  |  | THE FOXBORO COMPANY | CO131MA
SJG-I | 6685370626 |  | 03-01-48-11 | 1 | EA | CONTROLLER, PNEUMATIC, PRES, 0-15 PSI, HONEYWELL PROCESS CON | IR14-0591 |  |  | HONEYWELL, INC. | BY DESCRP
SJG-I | 6685361831 |  | 03-01-48-11 | 3 | EA | GAUGE, PRESSURE, MAGNEHELIC/DIFFERENTIAL, 0-1/2"H2O, ANY MFG, BY DESCRP | IR14-0582 |  |  | ANY MFG | BY DESCRP
SJG-I | 6625003782 |  | 03-01-48-17 | 2 | EA | CONTROLLER, ELECTRICAL, EXP UNIT, 50/60 HZ, 85-132/170-265, | IR14-0559 |  |  | ALLEN-BRADLEY CO. | 1745-E105
SJG-I | 6625004368 |  | 03-01-48-17 | 1 | EA | PROCESSOR, CNTRLLER, ALLEN-BRADLEY CO., 1745-LP151 | IR14-0561 |  |  | ALLEN-BRADLEY CO. | 1745-LP151
SJG-I | 6685364157 |  | 03-01-49-02 | 1 | EA | BASE, MOUNTING, SET, FOXBORO, N0141ZT, FOR: FOXBORO ELEC PRE | IR14-0583 |  |  | INVENSYS SYSTEMS INC | N0141ZT
SJG-I | 9320000368 |  | 03-01-49-02 | 1 | EA | BELLOWS, WORTHINGTON PUMPS CORP., PO2871 | IR14-0607 |  |  | THE PUMP PARTS SOURC | PO2871
SJG-I | 5330182766 |  | 03-01-49-02 | 6 | EA | GASKET, BRG HSG, 6-HOLE, 3-3/8"ID X, 5-3/4"OD X 1/16" THK, N | IR14-0236 |  |  | UNITED CONVEYOR CORP | 408344
SJG-I | 6685366012 |  | 03-01-49-02 | 2 | EA | GAUGE, PRESSURE, AIR, 3-1/2 TO 4-1/2" FACE, 1/4"NPT, BRS, BO | IR14-0585 |  |  | AUTOMATIC SPRINKLER | BY DESCRP
SJG-I | 6685359405 |  | 03-01-49-02 | 1 | EA | GAUGE, PRESSURE, RCVR, 3-1/2", 1/4"MNPT, PLAST, BTM/BACK, 0- | IR01-0557 |  |  | ANY MFG | BY DESCRP
SJG-I | 6685370121 |  | 03-01-49-02 | 5 | EA | MOVEMENT, INSTRUMENT, FOXBORO, N0309LK, WU:BOOSTER BLWR | IR14-0590 |  |  | THE FOXBORO COMPANY | N0309LK
SJG-I | 5305155417 |  | 03-01-49-02 | 2 | EA | NUT, LOCK, FLEX, 5/16", CS, 18 TPI, UCC, 46281-2 | IR14-0209 |  |  | UNITED CONVEYOR CORP | 46281-2
SJG-I | 5315160720 |  | 03-01-49-02 | 120 | EA | PIN, FEM, WESTINGHOUSE ABB POWER, RK 9240010 | IR14-0223 |  |  | WESTINGHOUSE ABB POW | RK 9240010
SJG-I | 6685369016 |  | 03-01-49-02 | 1 | EA | PROBE, TEMPERATURE, THERMISTOR, FENWAL ELEC, 28-430806-304 | IR14-0589 |  |  | FENWAL ELECTRONICS | 28-430806-304
SJG-I | 5305155409 |  | 03-01-49-02 | 4 | EA | SCREW, CAP, SCKT/RND, 5/16"DIA, 18 TPI, 2-1/2"L, UCC, 46306- | IR14-0208 |  |  | UNITED CONVEYOR CORP | 46306-250
SJG-I | 5330185991 |  | 03-01-49-02 | 1 | EA | SEAL, OIL/GREASE, 0.937"ID, 1.624"OD, 0.250"W, MIXING EQUIP, 115356 | IR14-0239 |  |  | NATIONAL OIL SEAL | 471647
SJG-I | 5330192906 |  | 03-01-49-02 | 2 | EA | SEAL, OIL/GREASE, 2.938"ID, 3.751"OD, 0.375"W, CHICAGO RAWHIDE, 29223 | IR14-0245 |  |  | CHICAGO RAWHIDE MFG | 29223
SJG-I | 5330212142 |  | 03-01-49-02 | 2 | EA | SEAL, OIL/GREASE, OUTSIDE, SIEMENS-ALLIS, 55-700-287-502 | IR14-0256 |  |  | ALLIS-CHALMERS | 55-700-287-502
SJG-I | 5330187831 |  | 03-01-49-02 | 2 | EA | SEAL, SHAFT, PUMP, PEABODY BARNES, 62435 | IR14-0241 |  |  | PEABODY BARNES | 62435
SJG-I | 6685365766 |  | 03-01-49-02 | 1 | EA | THERMOSTAT, CONTROL, 120/240 V, 10/5 A, -100-400 DEG F, | IR14-0584 |  |  | JOHNSON-MARCH CORPOR | 18000-0
SJG-I | 6685360890 |  | 03-01-49-02 | 1 | EA | THERMOSTAT, CONTROL, ROOM/PNEUM, FAHRENHEIT READING, MCC POWERS CONTROL, TH-180D | IR14-0580 |  |  | MCC POWERS CONTROL S | TH-180D
SJG-I | 6695394798 |  | 03-01-49-02 | 1 | EA | TRANSDUCER, PRESSURE, 2-60 PSIG, 303 SS/VITON, ASCO, TE10A32 | IR14-0594 |  |  | AUTOMATIC SWITCH CO. | TE10A32
SJG-I | 5310162770 |  | 03-01-49-02 | 1 | EA | WASHER, MASONEILAN DIV, 035003-350-151 | IR14-0218 |  |  | MASONEILAN DIVISION | 035003-350-151
SJG-I | 5925232083 |  | 03-01-49-03 | 2 | EA | BREAKER, CIRCUIT, 600 V, 30 A, 2, FA FRAME, PLG-IN, SQU | IR14-0410 |  |  | SQUARE D. COMPANY | FH-26030-AC
SJG-I | 5920229027 |  | 03-01-49-03 | 4 | EA | FUSE, ONE-TIME, CRTG, NON-TD, 250 V, 60 A, BUSSMAN, BY DESCRP | IR14-0402 |  |  | BUSSMAN MFG. CO. | BY DESCRP
SJG-I | 5920229142 |  | 03-01-49-03 | 3 | EA | FUSE, ONE-TIME, SEMICONDR, ULTRA FAST ACTING, 130 V, 150 A, C & D BATTERIES, RT-91 | IR14-0403 |  |  | C & D BATTERIEs | RT-91
SJG-I | 5920232518 |  | 03-01-49-03 | 10 | EA | FUSE, ONE-TIME, SUBMINTR, NON-TD, 125 V, 1/32 A, 35, LITTLE | IR14-0408 |  |  | LITTLE FUSE | 273.031
SJG-I | 5920226031 |  | 03-01-49-03 | 2 | EA | FUSE, ONE-TIME, SUBMINTR, VERY FAST ACTING, 125 V, 1/2 A, 10 | IR14-0392 |  |  | LITTLE FUSE | 273.500
SJG-I | 5920228151 |  | 03-01-49-03 | 7 | EA | FUSE, ONE-TIME, SUBMINTR, VERY FAST ACTING, 125 V, 1/2 A, FO | IR14-0397 |  |  | THE FOXBORO COMPANY | N0262CP
SJG-I | 5920232492 |  | 03-01-49-03 | 5 | EA | FUSE, ONE-TIME, SUBMINTR, VERY FAST ACTING, 125 V, 1/4 A, LI | IR14-0407 |  |  | LITTLE FUSE | 273.250
SJG-I | 5905218904 |  | 03-01-49-03 | 2 | EA | POTENTIOMETER, 50 K OHM, FOXBORO, EO 285 ND | IR14-0313 |  |  | THE FOXBORO COMPANY | EO 285 ND
SJG-I | 5905217799 |  | 03-01-49-03 | 2 | EA | POTENTIOMETER, 50 OHM, FOXBORO, EO 285 NC | IR14-0311 |  |  | THE FOXBORO COMPANY | EO 285 NC
SJG-I | 5365207983 |  | 03-01-49-03 | 6 | EA | RING, RETAINING, EXT TYPE, 1/2"ID, UCC, 40154-18 | IR14-0294 |  |  | UNITED CONVEYOR CORP | 40154-18
SJG-I | 5365215408 |  | 03-01-49-03 | 1 | EA | RING, SEALING, ROTARY, AR WILFLEY & SONS, AG4206RULA | IR14-0297 |  |  | A. R. WILFLEY & SONS | AG4206RULA
SJG-I | 5330226001 |  | 03-01-49-03 | 1 | EA | SEAL, OIL/GREASE, FMC CORP, 319W232-38 | IR14-0263 |  |  | NATIONAL OIL SEAL DI | 476267
SJG-I | 5330212159 |  | 03-01-49-03 | 1 | ST | SEAL, OIL/GREASE, INSIDE, SIEMENS-ALLIS, 55-800-366-501 | IR14-0257 |  |  | ALLIS-CHALMERS | 55-800-366-501
SJG-I | 5330220939 |  | 03-01-49-03 | 22 | EA | STRIP, WIRE CLOTH/SINGLE, WW SLY, 0-108 | IR14-0261 |  |  | SLY INC | 0-108
SJG-I | 5930234645 |  | 03-01-49-03 | 2 | EA | SWITCH, LIMIT, JORDAN CNTRLS, 46A-010017-003 | IR14-0424 |  |  | JORDAN CONTROLS | 46A-010017-003
SJG-I | 5910224038 |  | 03-01-49-04 | 3 | EA | CAPACITOR, ELECTROLYTIC, TANTALUM, 10 WVDC, 4.70 UF, P. R. M | IR14-0387 |  |  | P. R. MALLORY AND CO | 475M01NSE
SJG-I | 5910224020 |  | 03-01-49-04 | 3 | EA | CAPACITOR, TANTALUM, 35 DC V, 4.70 UF, P.R.MALLORY & CO, MTP475M035P1D | IR14-0386 |  |  | P. R. MALLORY AND CO | MTP475M035P1D
SJG-I | 5935237684 |  | 03-01-49-04 | 14 | EA | CLIP, DUCTWALL/LEFT HAND, W.W. SLY MFG CO, ABC-60-4 | IR14-0433 |  |  | THE WW SLY MANUFACTU | ABC-60-4
SJG-I | 5935237676 |  | 03-01-49-04 | 23 | EA | CLIP, DUCTWALL/RIGHT HAND, W.W. SLY MFG CO, ABC-60-3 | IR14-0432 |  |  | THE WW SLY MANUFACTU | ABC-60-3
SJG-I | 5935238567 |  | 03-01-49-04 | 6 | EA | CONNECTOR, CABLE, AMPHENOL NORTH AMERICAN D, AN3057-12 | IR14-0434 |  |  | AMPHENOL NORTH AMERI | AN3057-12
SJG-I | 5905229273 |  | 03-01-49-04 | 6 | EA | RESISTOR, 30 W, 1 OHM, +/-5%, ACRISON, INC., 100-0100 | IR14-0382 |  |  | ACRISON INC | 100-0100
SJG-I | 5365207751 |  | 03-01-49-04 | 1 | EA | RING, RETAINING, BRG, 6"ID, STL, GOULDS PUMPS, 58101-283 | IR14-0293 | GOULDS PUMPS | 58101-283 | DXP ENTERPRISES, IN | 361A
SJG-I | 5330186866 |  | 03-01-49-04 | 2 | EA | SEAL, KIT, CBL-725 ACTUATOR, GASKET NON-ASB, (2) 3-10, (2) 3 | IR14-0240 |  |  | BETTIS CORPORATION | 38509
SJG-I | 5330190603 |  | 03-01-49-04 | 1 | EA | SEAL, OIL/GREASE, 1.750"ID, 2.441"OD, 0.469"W, CHICAGO RAWHIDE, 17290 | IR14-0244 |  |  | CHICAGO RAWHIDE MANU | 17290
SJG-I | 5935237544 |  | 03-01-49-04 | 12 | EA | SOCKET, RELAY, CKT BD, 16 PIN, GTE SYLVANIA, ECG-RLY 9108 | IR14-0431 |  |  | GTE SYLVANIA, ELECTR | ECG-RLY 9108
SJG-I | 6695395191 |  | 03-01-49-04 | 1 | EA | TRANSDUCER, PRESSURE, 0.70-9 PSIG, ASCO, TD30A32 | IR14-0599 |  |  | AUTOMATIC SWITCH CO. | TD30A32
SJG-I | 6695395035 |  | 03-01-49-04 | 2 | EA | TRANSDUCER, PRESSURE, 1-18 PSI, ASCO, TD20A21 | IR14-0595 |  |  | AUTOMATIC SWITCH CO. | TD20A21
SJG-I | 6695395134 |  | 03-01-49-04 | 1 | EA | TRANSDUCER, PRESSURE, 75-1500 PSIG, ASCO, TM10A32 | IR14-0596 |  |  | AUTOMATIC SWITCH CO. | TM10A32
SJG-I | 6695395142 |  | 03-01-49-04 | 1 | EA | TRANSDUCER, TEMPERATURE, 0-90 DEG F, ASCO, QD11A1 | IR14-0597 |  |  | AUTOMATIC SWITCH CO. | QD11A1
SJG-I | 6695395167 |  | 03-01-49-04 | 1 | EA | TRANSDUCER, TEMPERATURE, 100-200 DEG F, ASCO, QJ11A1 | IR14-0598 |  |  | AUTOMATIC SWITCH CO. | QJ11A1
SJG-I | 9340000356 |  | 03-01-49-04 | 2 | EA | WINDOW, 1/2" X 6-3/8" X 11-3/8", GLASS, UCC, 2710-9-1, | IR14-0609 |  |  | UNITED CONVEYOR CORP | 2710-9-1
SJG-I | 5910224053 |  | 03-01-49-05 | 4 | EA | CAPACITOR, CERM, 50 WVDC, 0.10 UF, P. R. MALLORY & CO, C20C104M5U1CA | IR14-0388 |  |  | P. R. MALLORY AND CO | C12C104M5U1CA
SJG-I | 5962251905 |  | 03-01-49-05 | 10 | EA | CIRCUIT, INTEGRATED, DUAL/SIX CNTR, 5 DC V, 32 MHZ HZ, 14, G | IR14-0476 |  |  | GTE SYLVANIA, ELECTR | ECG 7493
SJG-I | 5961002796 |  | 03-01-49-05 | 48 | EA | CIRCUIT, INTEGRATED, TIMER/OCILLATOR, BELL INDUSTRIES | IR14-0469 |  |  | FORNEY CORPORATION | X-71690-00
SJG-I | 5961003596 |  | 03-01-49-05 | 7 | EA | DIODE, ZENER, 5.10 V, 10 W, GTE SYLVANIA, ELECTRONIC, ECG 51 | IR14-0470 |  |  | AMPEX CORPORATION | 013-891
SJG-I | 6105291378 |  | 03-01-49-05 | 1 | EA | MOTOR, ELECTRIC, 110 V, 60 HZ, REWIND, MOORE PROD, 9210-34 | IR14-0515 |  |  | MOORE PRODUCTS COMPA | 9210-34
SJG-I | 5930232144 |  | 03-01-49-05 | 4 | EA | OPERATOR, SWITCH/TD, PUSHBTTN/ILLUMINATED, 110 V, RED, SQUAR | IR14-0415 |  |  | SQUARE D. COMPANY | K2L-1R
SJG-I | 5945245552 |  | 03-01-49-05 | 2 | EA | RELAY, 5 A, 500 OHM, DPDT/20 MADC, NEWARK ELECTRONICS, | IR14-0446 |  |  | NEWARK ELECTRONICS | 24F2041
SJG-I | 5945248556 |  | 03-01-49-05 | 8 | EA | RELAY, CONTROL, GENL PURP, 120 AC/28 DC V, 24 VDC, 5 A, 4PDT | 5945248556 |  |  | BELL INDUSTRIES | BY DESCRP
SJG-I | 5945247459 |  | 03-01-49-05 | 6 | EA | RELAY, OPTO ELECTRONIC, CLAIREX CORP, CLM4120A | IR14-0450 |  |  | CLAIREX CORPORATION | CLM4120A
SJG-I | 5945244670 |  | 03-01-49-05 | 5 | EA | RELAY, TIME DELAY, ON-DELAY, 120 AC/24/125 DC V, 120 V, 4 NO | IR14-0445 |  |  | AGASTAT TIMING INSTR | TR14I3A
SJG-I | 5905230099 |  | 03-01-49-05 | 28 | EA | RESISTOR, 0.125 W, 10 OHM, +/-0.50%, ENOX RESISTOR, RN5 | IR14-0384 |  |  | ENOX RESISTOR | RN55C
SJG-I | 5330215889 |  | 03-01-49-05 | 1 | EA | SEAL, DISCHARGE, UCC, 406011-1, | IR14-0260 |  |  | UNITED CONVEYOR CORP | 406011-1
SJG-I | 5330214981 |  | 03-01-49-05 | 6 | EA | SEAL, SHAFT, WW SLY, ABC-526, | IR14-0258 |  |  | SLY INC | ABC-526
SJG-I | 5930228779 |  | 03-01-49-05 | 1 | EA | SWITCH, LIMIT, JOHNSON-MARCH, 442-3000A | IR14-0412 |  |  | JOHNSON-MARCH CORP | H-05-15
SJG-I | 5930234066 |  | 03-01-49-05 | 2 | EA | SWITCH, PUSHBUTTON, BAR/ASSY, GAI-TRONICS CORP, 51008-002 | IR14-0419 |  |  | GAI-TRONICS CORPORAT | 51008-002
SJG-I | 5930233688 |  | 03-01-49-05 | 1 | EA | TRANSDUCER, PRESSURE, AUTOMATIC SWITCH CO, TB20A32 | IR14-0417 |  |  | AUTOMATIC SWITCH CO. | TB20A32
SJG-I | 5961005849 |  | 03-01-49-07 | 4 | EA | DIODE, ZENER, 13 V, 1 W, GTE SYLVANIA, ELECTRONIC, ECG-143A | IR14-0472 |  |  | GTE SYLVANIA, ELECTR | ECG-143A
SJG-I | 5961005807 |  | 03-01-49-07 | 6 | EA | DIODE, ZENER, 7.50 V, 1 W, GTE SYLVANIA, ELECTRONIC, ECG-138 | IR14-0471 |  |  | GTE SYLVANIA, ELECTR | ECG-138A
SJG-I | 6625001828 |  | 03-01-49-07 | 6 | EA | ELECTRODE, REFERENCE, CALIBRATION, CALGON, 3508-439 | IR14-0558 |  |  | NALCO CHEMICAL COMPA | 3508-439
SJG-I | 6685368414 |  | 03-01-49-07 | 1 | AS | GAUGE, PRESSURE, ASSY, CHEMETRON, 2-024-0001-6 | IR14-0587 |  |  | FIRE SYSTEMS-CHEMETR | 2-24-0001
SJG-I | 6685368422 |  | 03-01-49-07 | 4 | EA | GAUGE, PRESSURE, CHEMETRON, 702400094 | 6685368422 |  |  | FIRE SYSTEMS-CHEMETR | 702400094
SJG-I | 9340000257 |  | 03-01-49-07 | 6 | EA | GLASS, GAUGE, 6-1/2"W, 9-5/8"L, 1/4"THK, | IR14-0608 | IR01-1056 |  | THE METER AND VALVE | BY DESCRP
SJG-I | 6250000095 |  | 03-01-49-07 | 10 | EA | HOLDER, LAMP, ASSY, DIALCO-DIALIGHT, 250-7558-3331-504 | IR14-0552 |  |  | DIALCO - DIALIGHT CO | 250-7558-3331-504
SJG-I | 6695392933 |  | 03-01-49-07 | 1 | EA | METER, ELECTRICAL, MAMP/DC, 500-0-500 MAMP DC, FORNEY, 76085 | IR14-0593 |  |  | FORNEY CORPORATION | 76085-01
SJG-I | 5315159581 |  | 03-01-49-07 | 10 | EA | PIN, UCC, 404168-1 | IR14-0222 |  |  | UNITED CONVEYOR CORP | 404168-1
SJG-I | 6685366889 |  | 03-01-49-07 | 2 | EA | PROBE, TEMPERATURE, COND, 10-30 DEG C/0.2-0.6 CONDU, LEEDS & | IR14-0586 |  |  | LEEDS & NORTHRUP | 4973-001-207
SJG-I | 5330184051 |  | 03-01-49-07 | 1 | KT | SEAL, KIT, 732C ACTUATOR, NON-ASB MATL, BETTIS CORP, 38584, | IR14-0237 |  |  | BETTIS CORPORATION | 38584
SJG-I | 6685359512 |  | 03-01-49-07 | 1 | EA | THERMOSTAT, CONTROL, -125-425 DEG F, MULTI TURN, UNITED | IR14-0578 |  |  | FRONTIER INDUSTRIAL | BY DESCRP
SJG-I | 5310155659 |  | 03-01-49-07 | 400 | EA | WASHER, LOCKING, #6, STL, BOLTMASTER INC, BY DESCRP | IR14-0214 |  |  | BOLTMASTER INC | BY DESCRP
SJG-I | 3110068420 |  | 03-01-49-09 | 8 | EA | BEARING, WW SLY MFG, ABC-514-9, WU:WW SLY FILTER TRAVEL | IR14-0056 |  |  | SLY INC | ABC-514-9
SJG-I | 3110068412 |  | 03-01-49-09 | 1 | EA | BEARING, WW SLY MFG, ABC-516-3-C, WU:WW SLY FILTER TRAV | IR14-0055 |  |  | SLY INC | ABC-516-3-C
SJG-I | 5950252238 |  | 03-01-49-09 | 2 | EA | COIL, ELECTRICAL, MAG, 5, 110/120 V, 50/60 HZ, 2 PIN PLG, SQUARE D, 31021-400-60 | IR14-0466 |  |  | SQUARE D. COMPANY | 31021-400-60
SJG-I | 5950252212 |  | 03-01-49-09 | 6 | EA | COIL, ELECTRICAL, OPERG, 4, 110/120 V, 50/60 HZ, TERM SCR, A | IR14-0465 |  |  | ALLEN-BRADLEY CO. | 74A86
SJG-I | 6250000319 |  | 03-01-49-09 | 4 | EA | HOLDER, LAMP, NE-51, DIALCO-DIALIGHT, 95-0408-09-241 | IR14-0554 |  |  | DIALCO - DIALIGHT CO | 95-0408-09-241
SJG-I | 6250000129 |  | 03-01-49-09 | 5 | EA | HOLDER, LAMP, THE GENLYTE GROUP, 72502 | IR14-0553 |  |  | THE GENLYTE GROUP | 72502
SJG-I | 5999287229 |  | 03-01-49-09 | 2 | EA | POWERSUPPLY, 115, 50 MA, +/-15 V DC, CALEX MANUFACTURING CO. | IR14-0504 |  |  | CALEX MFG. CO., INC. | 22-40
SJG-I | 5945243052 |  | 03-01-49-09 | 6 | EA | RELAY, CONTROL, 115 V, 120 V, 1 NO, 60 HZ, PLG-IN, POLY | IR14-0442 |  |  | FORNEY INTERNATIONAL | X76433-02
SJG-I | 3040057154 |  | 03-01-49-09 | 2 | EA | ROD, PISTON, UCC, 44275-1, WU:FLYASH & CONVEYING SYSTEM | IR14-0044 |  |  | UNITED CONVEYOR CORP | 44275-1
SJG-I | 3040057758 |  | 03-01-49-09 | 2 | AS | SHAFT, DISC ASSY, UCC,190093-6 (IR14 -0046, 1 EA) | 3040057758 |  |  | UNITED CONVEYOR CORP | BY DESCRP
SJG-I | 3040057691 |  | 03-01-49-09 | 4 | EA | SHAFT, DRIVE, 1-1/4"OD, W.W. SLY MFG CO, ABC-610-1 | IR14-0045 |  |  | THE WW SLY MANUFACTU | ABC-610-1
SJG-I | 4530000100 |  | 03-01-49-09 | 1 | EA | SHIELD, LGTER, BABCOCK & WILCOX, 8000525 | IR14-0113 |  |  | BABCOCK & WILCOX | 8000525
SJG-I | 5960000460 |  | 03-01-49-09 | 2 | EA | TUBE, ELECTRONIC, ARVIN/DIAMOND, 514534-1128 | IR14-0467 |  |  | ARVIN/DIAMOND | 514534-1128
SJG-I | 6625003824 |  | 03-01-49-10 | 3 | EA | MODULE, MEMORY/EEPROM, ALLEN-BRADLEY, 1745-M1, | IR14-0560 |  |  | ALLEN-BRADLEY CO. | 1745-M1
SJG-I | 6630322722 |  | 03-01-49-10 | 4 | EA | PROTECTOR, COMPONENT, LEEDS & NORTHRUP, 095272 | IR14-0563 |  |  | LEEDS & NORTHRUP | 095272
SJG-I | 4320080551 |  | 03-01-49-12 | 2 | EA | BAR, CUTTER, PEABODY BARNES INC, 62254, WU:SUBMERSIBLE GRINDER | IR09-0067 |  |  | PEABODY BARNES | 62254
SJG-I | 0000000315 |  | 03-01-49-12 | 2 | EA | BOARD, CIRCUIT, FIRING CARD, FORRY INC 99-103311, WU: RAPPER | IR09-0056 |  |  | SOLVERA PARTICULATE | 99-103311
SJG-I | 0000000320 |  | 03-01-49-12 | 2 | EA | BOARD, CIRCUIT, LOGIC CARD, FORRY INC., 99-102006-00 | IR09-0061 |  |  | SOLVERA PARTICULATE | 99-101839
SJG-I | 0000000319 |  | 03-01-49-12 | 2 | EA | BOARD, CIRCUIT, POWER SUPPLY CARD, FORRY INC., 99-103827 | IR09-0060 |  |  | SOLVERA PARTICULATE | 99-103827
SJG-I | 3040057907 |  | 03-01-49-12 | 1 | EA | BRAKE, MECHANICAL, INTER SHFT, JORDAN CONTROLS INC., 68B-017 | IR09-0109 |  |  | ROTORK PROCESS CONTR | 68B-017723-002
SJG-I | 5365215275 |  | 03-01-49-12 | 2 | EA | BUSHING, RESEARCH COTTRELL, INC., 55209-L1, WU: PRECIPITATOR TRANSFORMERS & REACTORS UPPER & LOWER, UNITS 3 & 4 | IR09-0115 |  |  | HAMON RESEARCH-COTTR | 55209-L1
SJG-I | 3010050858 |  | 03-01-49-12 | 4 | EA | CAM, ASSY, JORDAN CONTROLS INC., 68A-013993-001 | IR09-0105 |  |  | ROTORK PROCESS CONTR | 68A-013993-001
SJG-I | 3020055590 |  | 03-01-49-12 | 4 | EA | GEAR, FEEDBACK/OUTPUT SHFT, JORDAN CONTROLS INC., 16A-014019 | IR09-0108 |  |  | ROTORK PROCESS CONTR | 16A-014019-001
SJG-I | 3020055178 |  | 03-01-49-12 | 1 | EA | GEAR, LIMIT/POSN, JORDAN CONTROLS INC., 16B-003803-022 | IR09-0106 |  |  | ROTORK PROCESS CONTR | 16B-003803-022
SJG-I | 6105290925 |  | 03-01-49-12 | 1 | EA | GEAR, PINION, DRV, JORDAN CONTROLS INC., 68A-011657-002 | IR09-0116 |  |  | ROTORK PROCESS CONTR | 68A-011657-002
SJG-I | 3020055194 |  | 03-01-49-12 | 1 | EA | GEAR, POSN, JORDAN CONTROLS INC., 61A-025934-001 | IR09-0107 |  |  | ROTORK PROCESS CONTR | 61A-025934-001
SJG-I | 4460000310 |  | 03-01-49-12 | 2 | EA | JAW, ASSY, WESTERN PRECIPITATION CORP, W-16-5327-01-4 | IR09-0070 |  |  | ALLEN-SHERMAN-HOFF / | W-16-5327-01-4
SJG-I | 4460000211 |  | 03-01-49-12 | 1 | EA | SEAT, ITEM P-553, WESTERN PRECIPITATION CORP, MK1-113751-L, | IR09-0069 |  |  | WESTERN PRECIPITATIO | MK1-113751-L
SJG-I | 5930229017 |  | 03-01-49-12 | 2 | EA | SWITCH, LEVEL, LIQ, 117 V, DPDT, 4, 3/4"NPT, KAY-RAY/SENSALL | IR09-0078 |  |  | SENSALL INSTRUMENTS, | RC307SS
SJG-I | 5310157176 |  | 03-01-49-15 | 1 | EA | ADAPTER, PLUNGER, 1-1/2"BORE, MILTON ROY CO, 272-0026-606 | IR09-0124 |  |  | MILTON ROY COMPANY | 272-0026-606
SJG-I | 5985000065 |  | 03-01-49-15 | 8 | EA | ANTENNA, RADIO, ERICSSON GE MOBILE, 19B800763P13 | IR09-0079 |  |  | ERICSSON GE MODILE | 19B800763P13
SJG-I | 5985000073 |  | 03-01-49-15 | 10 | EA | ANTENNA, RADIO, ERICSSON GE MOBILE, PCNC3D | IR09-0080 |  |  | ERICSSON | PCNC3D
SJG-I | 4320087150 |  | 03-01-49-15 | 2 | EA | ARM, LINKAGE, MILTON ROY COMPANY, 214-0009-006, WU:MILTON RO | IR09-0068 |  |  | MILTON ROY COMPANY | 214-B
SJG-I | 0000000317 |  | 03-01-49-15 | 2 | EA | BOARD, CIRCUIT, AC OUTPUT CARD, FORRY INC 99-220183, WU:RAPP | IR09-0058 |  |  | SOLVERA PARTICULATE | 99-220183
SJG-I | 0000000322 |  | 03-01-49-15 | 2 | EA | BOARD, CIRCUIT, INTERFACE CARD, FORRY INC., 99-101841 | IR09-0063 |  |  | SOLVERA PARTICULATE | 99-101841
SJG-I | 0000000316 |  | 03-01-49-15 | 2 | EA | BOARD, CIRCUIT, MONITOR CARD, FORRY INC 99-102176, WU: RAPPE | IR09-0057 |  |  | SOLVERA PARTICULATE | 99-102176
SJG-I | 0000000318 |  | 03-01-49-15 | 2 | EA | BOARD, CIRCUIT, MPU CARD, FORRY INC., 99-102233 | IR09-0059 |  |  | SOLVERA PARTICULATE | 99-102233
SJG-I | 0000000321 |  | 03-01-49-15 | 2 | EA | BOARD, CIRCUIT, POWER SUPPLY CARD, FORRY INC., 99-102006-00 | IR09-0062 |  |  | SOLVERA PARTICULATE | 99-102006-00
SJG-I | 5999284697 |  | 03-01-49-15 | 2 | EA | BOARD, CIRCUIT, PRINTED, DEMODULATION, 4 V, L&N 444374 | IR09-0083 |  |  | LEEDS & NORTHRUP | 444374
SJG-I | 4730135136 |  | 03-01-49-15 | 1 | EA | JOINT, SWIVEL, 1-1/2", 300LB, ABB AIRPREHEATERR, P7072-BE430 | IR09-0125 |  |  | AIR PREHEATER COMPAN | P7072-BE43002-20-41
SJG-I | 3110072802 |  | 03-01-49-15 | 1 | EA | RING, RETAINING, STABILIZING, 6-1/2"ID, 7-1/16"OD, 7/16"THK, | IR09-0122 |  |  | SKF INDUSTRIES INC | SR 20-17
SJG-I | 5895000122 |  | 03-01-49-16 | 4 | EA | BASE, MOUNTING, SPEAKER, GAI-TRONICS CORP, 411A | IR14-0308 |  |  | GAI-TRONICS CORPORAT | 411A
SJG-I | 3110067745 |  | 03-01-49-16 | 4 | EA | BEARING, PILLOW BLOCK, BALL, 2.1875", 8.8125", 2.1875", 2 BLT, CI HSNG, FAFNIR BEARING, RAK-2-3/16", WU:PRECIP, AIR CONDITIONING SYS, U-3 | IR14-0054 |  |  | FAFNIR BEARING | RAK-2-3/16"
SJG-I | 5965000184 |  | 03-01-49-16 | 6 | EA | PANEL, SUBSET, FLUSH, GAI-TRONICS CORP, 616C | 5965000184 |  |  | GAI-TRONICS CORPORAT | 616C
SJG-I | 6630325055 |  | 03-01-49-16 | 1 | EA | SENSOR, MONITORNG/PH, FOXBORO ANALYTICAL, 871PH-1A1A | IR14-0566 |  |  | FOXBORO ANALYTICAL | 871PH-1A1A
SJG-I | 5930235436 |  | 03-01-49-16 | 1 | EA | SWITCH, TEMPERATURE, INTERLOGIC, 6', 225-340 DEG F, ASCO, QP08, WU:FLYASH BLOWER INTERLOGIC TEMP SWITCH | IR14-0425 |  |  | ASCO | QP08
SJG-I | 4810129967 |  | 03-01-49-16 | 1 | EA | VALVE, SOLENOID, 2-WAY, 3/4", UCC, 1955-52 | IR14-0143 |  |  | UNITED CONVEYOR CORP | 1955-52
SJG-I | 5925231226 |  | 03-01-49-17 | 1 | EA | BREAKER, CIRCUIT, MAG/THERM, 600 V, 300 A, 3, LA FRAME, ABB POWER T&D CO., HLA3300TV | IR14-0409 |  |  | ABB INC | HLA3300TV
SJG-I | 6105291238 |  | 03-01-49-17 | 1 | EA | MOTOR, ELECTRIC, 1/3 HP, 1725 RPM, 56 FRAME, 111/230 V, 1 PH | IR14-0514 |  |  | LANE ELECTRIC, INC. | L3501
SJG-I | 6105288523 |  | 03-01-49-17 | 1 | EA | MOTOR, ELECTRIC, 120 V, 50/60 HZ, 0.65 A, 75 VAW | IR14-0508 |  |  | JOHNSON CONTROLS INC | M130GGA-1&Y20DAA-2&Y
SJG-I | 6685360551 |  | 03-01-49-17 | 3 | EA | THERMOMETER, 5", 12", 200-700 DEG F, ANY MFG, BY DESCRP | IR14-0579 |  |  | ABB KENT-TAYLOR, INC | BA5112E084
SJG-I | 5995000105 |  | 03-01-49-18 | 1 | EA | CABLE, ASSEMBLY, EXT/HEADSET, 100'L, PHONE PLG, PHONE JACK, DAVID CLARK, C51-100, WU: DAVID CLARK SOUND POWERED HEADSETS | IR09-0082 |  |  | CLARK, DAVID, CO, IN | C51-100
SJG-I | 5995000097 |  | 03-01-49-18 | 2 | EA | CABLE, ASSEMBLY, EXT/HEADSET, 50'L, PHONE PLG, PHONE JACK, DAVID CLARK, C51-50, WU: DAVID CLARK SOUND POWERED HEADSETS | IR09-0081 |  |  | CLARK, DAVID, CO, IN | C51-50
SJG-I | 6130000232 |  | 03-01-49-18 | 8 | EA | CHARGER, BATTERY, RADIO, ERICSSON, BML16178/1, WU: GE PLS, 1700 RADIO, OUTAGE COMMUNICATION. | IR09-0084 |  |  | ERICSSON | BML16178/1
SJG-I | 4460000344 |  | 03-01-49-18 | 6 | EA | CLAMP, WITH BOLTS, JOY MFG, W-X00446 WU: PRECIPITATOR STOCK | IR09-0071 |  |  | JOY MFG CO | W-X00446
SJG-I | 4720000316 |  | 03-01-49-18 | 87 | FT | HOSE, ASSY/VAC, 1/8", 7/64"ID, 50'L, RUBR, NIP, GATES 27041 | IR09-0072 |  |  | GATES RUBBER CO | 27041
SJG-I | 4730135896 |  | 03-01-49-18 | 2 | EA | JOINT, SWIVEL, MODEL HT-7FS-8FS, ABB AIR PREHEATER 7063 | IR09-0073 |  |  | AIR PREHEATER COMPAN | HT-7FS-8FS
SJG-I | 3110072695 |  | 03-01-49-20 | 2 | EA | BEARING, BALL, 14283, SINGLE ROW CONRAD, 2.5591"ID, 5.5118"OD, 1.2992"W, MRC BEARING, 313S, WU:BOTTOM ASH SYS, LP&UNLOADER PUMPS, GOULD MDL | IR12-0024 |  |  | MRC BEARING CORP | 313S
SJG-I | 3110061789 |  | 03-01-49-20 | 1 | EA | BEARING, BALL, DOUBLE ROW, 1.1811"ID, 2.4409"OD, 0.9375"W, ANGULAR CONT, FAFNIR BEARING, 5206W | IR12-0027 |  |  | FAFNIR BEARING | 5206W
SJG-I | 3110060179 |  | 03-01-49-20 | 2 | EA | BEARING, CONE, TAP ROER, 1.2500"ID, 1.0625"W, 0.0620", TIMKEN CO, 23491, WU:BURHANS-SHARPE LIME SLURRY AGIT, MDL 3-TO-44, U-3&4 RCC | IR12-0011 |  |  | TIMKEN CO | 23491
SJG-I | 3110064163 |  | 03-01-49-20 | 2 | EA | BEARING, CONE, TAP ROER, 3.7500"ID, 1.4300"W, 0.1400", TIMKEN, 594, WU:B-S CENTRIFUGE SUMP AGITATOR TOP ENTRY WORM GEAR ASSY, WW 3&4 | IR12-0012 |  |  | TIMKEN CO | 594
SJG-I | 3110060278 |  | 03-01-49-20 | 4 | EA | BEARING, CUP, TAP ROER, 2.7170"OD, 0.5938"W, 0.0930", FEDERAL-MOGUL, 13621 | IR12-0026 |  |  | FEDERAL - MOGUL CORP | 13621
SJG-I | 3110057985 |  | 03-01-49-20 | 2 | EA | BEARING, CUP, TAP ROER, 6.5000"OD, 1.0625"W, 0.1250", FEDERA | IR12-0010 |  |  | ADVANCE SUPPLY & PUM | BY DESCRP
SJG-I | 5330220178 |  | 03-01-49-20 | 2 | EA | GASKET, BONNET, NON-ASB, YARWAY, 965924-04, WU:YARWAY, PLATTEN SUPERHEAT HI-PRESS AUX STEAMTRAP, U-3&4 | IR12-0021 |  |  | YARWAY | 965924-04
SJG-I | 5330188771 |  | 03-01-49-20 | 8 | EA | GASKET, NON-ASB, PLASTIC, FOXBORO, D0114TP, WU:FOX TRANSMITT | IR12-0018 |  |  | FOXBORO | D0114TP
SJG-I | 4320088026 |  | 03-01-49-20 | 2 | ST | KEY, MECH, 3/16"W, (2EA/ST), 6"L, 3/16"THK, BEACH-RUSS 2E | IR12-0025 |  |  | BEACH-RUSS CO | 2E
SJG-I | 4320089529 |  | 03-01-49-20 | 1 | EA | KEY, SQ, GARDNER-DENVER, 8508545, WU:G-D BLOWER 211CDL23D, F | IR12-0013 |  |  | GARDNER-DENVER | 8508545
SJG-I | 5330189456 |  | 03-01-49-20 | 10 | EA | NUT, PKNG/BRG, NON-ASB, UCC, 194105-7, WU:UCC BIN VENT FANS, | IR12-0019 |  |  | UNITED CONVEYOR CORP | 194105-7
SJG-I | 5330220616 |  | 03-01-49-20 | 1 | EA | O-RING, 278, 12"ID, 12-1/4"OD, 1/8"THK, VITON, A-C COMP 0075 | IR12-0022 |  |  | A-C COMPRESSOR | 00-751-543-00-278
SJG-I | 5330182725 |  | 03-01-49-20 | 1 | EA | O-RING, 4-1/2 MM ID, FOXBORO, D0123MZ, WU:FOX RECORDER 220S4 | IR12-0017 |  |  | FOXBORO | D0123MZ
SJG-I | 5330219956 |  | 03-01-49-20 | 3 | EA | O-RING, VALVE, BUNA-N, (2 REQUIRED), VIKING PUMP, 2-512-007- | IR12-0020 |  |  | VIKING PUMP | 2-512-007-860
SJG-I | 3110067976 |  | 03-01-49-20 | 1 | EA | PLATE, SLMP/BRG, GARDNER-DENVER, 8500289, WU:G-D CYCLO BLOWE | IR12-0023 |  |  | GARDNER-DENVER | 8500289
SJG-I | 4320089560 |  | 03-01-49-20 | 8 | EA | SCREW, CAP, SCKT, GARDNER-DENVER, 75P4N, WU:G-D BLOWER 211CD | IR12-0014 |  |  | GARDNER-DENVER | 75P4N
SJG-I | 5305155383 |  | 03-01-49-20 | 20 | EA | SCREW, CAP, SCKT/RND, 5/16"DIA, 18 TPI, 2"L, UCC, 46306-200, | IR12-0016 |  |  | UNITED CONVEYOR CORP | 46306-200
SJG-I | 5999282063 |  | 03-01-50-12 | 4 | EA | BOARD, CIRCUIT, PRINTED, INPUT/HEX, 24 AC/DC V, WESTINGHOUSE ELECTRIC COR, NL-306 L | IR99-0264 |  |  | WESTINGHOUSE | NL-306
SJG-I | 5999282071 |  | 03-01-50-12 | 24 | EA | BOARD, CIRCUIT, PRINTED, INPUT/HEX/DC, WESTINGHOUSE ELECTRIC COR, NL-303 | IR99-0265 |  |  | WESTINGHOUSE | NL-303
SJG-I | 6630323340 |  | 03-01-50-12 | 4 | EA | CARTRIDGE, DEIONIZATION, ORION RESEARCH, 150010 | IR99-0266 |  |  | ORION RESEARCH, INC. | 150010
SJG-I | 5999280497 |  | 03-01-50-15 | 1 | EA | BOARD, CIRCUIT, PRINTED, ASSY, MAGNETROL INTERNATIONAL, 89-7201-001 | IR99-0260 |  |  | MAGNETROL | 89-7201-00
SJG-I | 5999282022 |  | 03-01-50-15 | 6 | EA | BOARD, CIRCUIT, PRINTED, DC LMP DRV, WESTNGHSE ELE NL-325LC | IR99-0262 |  |  | WESTINGHOUSE ELECTRI | NL-325LC
SJG-I | 5330185645 |  | 03-01-50-15 | 1 | EA | GASKET, CASING, 11-1/8"ID, 12"OD, 1/8"THK, NON-ASB, RND, ALLIS CHALMERS CORP., 52-431-816-009 | IR99-0251 |  |  | ALLIS CHALMERS | 52-431-816-009
SJG-I | 5330194126 |  | 03-01-50-15 | 1 | EA | GASKET, CASING, NON-ASB, ALLIS CHALMERS CORP, 52-225-522-017 | IR99-0253 |  |  | ALLIS CHALMERS | 52-225-522-017
SJG-I | 3010051237 |  | 03-01-50-15 | 1 | EA | HUB, 2", 1-1/4"ID, 1-1/2"OD, DAYCO RUBBER PRODUCTS CO, SF 2 | IR99-0243 |  |  | GATES | SF-QD
SJG-I | 5970253943 |  | 03-01-50-15 | 3 | EA | INSULATOR, TIME DELAY, 3", CERAMIC, STANDOFF | IR99-0259 |  |  | CHEMITICS INTERNATIO | 07009-24
SJG-I | 5365209401 |  | 03-01-50-15 | 2 | EA | RING, RETAINING, SHAFT, 300 SS, 1 15/16" | IR99-0254 |  |  | ALLIS CHALMERS | CP-673-171-177
SJG-I | 4320075213 |  | 03-01-50-15 | 1 | EA | SLEEVE, SHAFT, 1 1/8"X2", SS, SLIP ON | IR99-0245 |  |  | ALLIS CHALMERS | 52-109-019-003
SJG-I | 4810123994 |  | 03-01-50-17 | 1 | EA | BODY, VALVE, 3", ANY MFG, BY DESCRP, WU:GRINNELL VALVE, FIG 2538, DEMINERALIZER, U-1,2,3 4 | IR12-0035 |  |  | VINSON PROCESS CONTR | BY DESCRP
SJG-I | 3915001311 |  | 03-01-50-17 | 1 | EA | BOWL, METAL, W/O SIGHTGLASS, W/MANUAL DRAIN, CA NORGREN CO, 5390-65 | IR12-0028 |  |  | C.A.NORGREN COMPANY | 5390-65
SJG-I | 4320000062 |  | 03-01-50-17 | 2 | EA | DIAPHRAGM, DISC, MILTON ROY, 298-0040-284, WU:M-R PUMP MDL S | IR12-0030 |  |  | MILTON ROY COMPANY | 298-0040-284
SJG-I | 4320086913 |  | 03-01-50-17 | 2 | EA | KEY, SCREW, LEAD, ITEM #211-A, MILTON ROY, 211-0034-006, WU: | IR12-0031 |  |  | MILTON ROY CO | 311-0034-006
SJG-I | 5310162051 |  | 03-01-50-17 | 1 | EA | NUT, LOCK, STOP, ELASTIC, PURESTREAM, C017037034, WU:AER-O-F | IR12-0039 |  |  | PURESTREAM, INC. | C017037034
SJG-I | 5315156272 |  | 03-01-50-17 | 90 | EA | PIN, RETAINING, TAPER, 0.193"DIA, 3/4"L, STL, STANDARD HORSE | IR12-0042 |  |  | STANDARD HORSE NAIL | BY DESCRP
SJG-I | 5315155803 |  | 03-01-50-17 | 49 | EA | PIN, RETAINING, TAPER, 0.219 DIA, 3-1/2"L, STL, STANDARD HOR | IR12-0041 |  |  | STANDARD HORSE NAIL | BY DESCRP
SJG-I | 5315155522 |  | 03-01-50-17 | 6 | EA | PIN, RETAINING, TAPER, 5/32"DIA, 2-1/2"L, STL, STANDARD HORS | IR12-0040 |  |  | STANDARD HORSE NAIL | BY DESCRP
SJG-I | 4320087127 |  | 03-01-50-17 | 1 | EA | PIN, WRIST, MILTON ROY, 211-0030-006, WU:M-R PUMP MDL MROYA, | IR12-0032 |  |  | MILTON ROY CO | 211-0030-006
SJG-I | 4310074911 |  | 03-01-50-17 | 2 | EA | PLATE, ASSY/SEAT TOP, COMMERCIAL FILTER, 5320-5166, WU:COMME | IR12-0029 |  |  | COMMERCIAL FILTERS D | 5320-5166
SJG-I | 4320087135 |  | 03-01-50-17 | 2 | EA | PLUNGER, CNTRL, MILTON ROY, 212-0036-039, WU:M-R PUMP MDL MR | IR12-0033 |  |  | MILTON ROY CO | 212-0036-039
SJG-I | 4810134736 |  | 03-01-50-17 | 1 | EA | PLUNGER, VALVE, HIPR INLET, INGERSOLL-RAND, 30365043 | IR12-0036 |  |  | INGERSOLL-RAND CORP | 30365043
SJG-I | 4820123497 |  | 03-01-50-17 | 3 | EA | POPPET, VALVE, RELIEF, CALGON CO, 360-8527, WU:CALGON PMP MD | IR12-0037 |  |  | CALGON CO | 360-8527
SJG-I | 5305146911 |  | 03-01-50-17 | 3 | EA | SCREW, PEABODY BARNES, 64298, WU:P-B SUBMERSIBLE GRINDE | IR12-0038 |  |  | PEABODY BARNES | 64298
SJG-I | 5975268557 |  | 03-01-50-22 | 6 | EA | ADAPTER, ELECTRICAL, CBL/GRND, ELASTIMOLD DIV, 650CA-JA | IR12-0055 |  |  | ELASTIMOLD DIVISION | 650CA-JA
SJG-I | 5130000176 |  | 03-01-50-22 | 36 | EA | CHISEL, PNEUMATIC, MOIL POINT, 9", BRUNNER + LAY CO BY DES | 5130000176 |  |  | BRUNNER + LAY CO. | BY DESCRP
SJG-I | 5330184895 |  | 03-01-50-22 | 10 | EA | GASKET, RLY/CNTRLLER, NON-ASB, FOXBORO, CO100EM, WU:FOX 43AP | IR12-0050 |  |  | FOXBORO COMPANY | CO100EM
SJG-I | 6685367960 |  | 03-01-50-22 | 1 | EA | LINK, ADJUSTABLE, 133 MM - 146 MM, FOXBORO, X0101BM | IR12-0058 |  |  | FOXBORO COMPANY | X0101BM
SJG-I | 6685365915 |  | 03-01-50-22 | 1 | EA | LINK, ADJUSTABLE, 67 MM - 83 MM, FOXBORO COMPANY, X0101 | IR12-0057 |  |  | FOXBORO COMPANY | X0101
SJG-I | 5930231906 |  | 03-01-50-22 | 1 | EA | OPERATOR, SWITCH/TD, PUSHBTTN/MAINTAINED, CUTLER-HAMMER, E30 | IR12-0054 |  |  | CUTLER-HAMMER, INC | E30AD
SJG-I | 5330185694 |  | 03-01-50-22 | 8 | EA | O-RING, 212, 7/8"ID, 1-1/8"OD, 1/8"THK, TUFLINE/XOMOX, 07390 | IR12-0051 |  |  | TUFLINE, DIV. OF XOM | 073901
SJG-I | 5330170829 |  | 03-01-50-22 | 2 | EA | O-RING, 263, 7-1/4"ID, 7-1/2"OD, 1/8"THK, FLUOROCARBON, ALLI | IR12-0048 |  |  | ALLIS CHALMERS CORP | 00-751-543-00-263
SJG-I | 5330171256 |  | 03-01-50-22 | 16 | EA | O-RING, 340, 3-3/8"ID, 3-3/4"OD, 3/16"THK, BUNA-N, UCC, 4063 | IR12-0049 |  |  | UNITED CONVEYOR CORP | 40636-113
SJG-I | 5330187690 |  | 03-01-50-22 | 2 | EA | O-RING, 425, 4-1/2"ID, 5"OD, 1/4"THK, TUFLINE/XOMOX, 600679, | IR12-0052 |  |  | TUFLINE, DIV. OF XOM | 600679
SJG-I | 6630324504 |  | 03-01-50-22 | 2 | EA | O-RING, CAPILLARY, HACH, 339714, WU:HACH DPD CHLORINE ANALYZ | IR12-0056 |  |  | HACH COMPANY, INC. | BY DESCRP
SJG-I | 5315157312 |  | 03-01-50-22 | 10 | EA | PIN, RETAINING, TAPER, 0.172"DIA, 3"L, STL, STANDARD HORSE N | IR12-0046 |  |  | STANDARD HORSE NAIL | BY DESCRP
SJG-I | 5315157247 |  | 03-01-50-22 | 104 | EA | PIN, RETAINING, TAPER, 0.193"DIA, 3"L, STL, STANDARD HORSE N | IR12-0045 |  |  | STANDARD HORSE NAIL | BY DESCRP
SJG-I | 5315156785 |  | 03-01-50-22 | 8 | EA | PIN, RETAINING, TAPER, 0.289"DIA, 4-1/2"L, STL, STANDARD HOR | IR12-0044 |  |  | STANDARD HORSE NAIL | BY DESCRP
SJG-I | 5315156330 |  | 03-01-50-22 | 17 | EA | PIN, RETAINING, TAPER, 0.341"DIA, 5"L, STL, STANDARD HORSE N | IR12-0043 |  |  | STANDARD HORSE NAIL | BY DESCRP
SJG-I | 5315160472 |  | 03-01-50-22 | 1 | EA | PIN, YOKE, STL, BETTIS CORP, 11331, WU:BETTIS ACTUATOR, MDL | IR12-0047 |  |  | BETTIS CORPORATION | 11331
SJG-I | 6685371038 |  | 03-01-50-22 | 3 | EA | PURIFIER, GLSS TUBE, LECO CORP, 767-541 | IR12-0059 |  |  | LECO CORPORATION | 767-541
SJG-I | 5330196329 |  | 03-01-50-22 | 1 | EA | RING, SEALING, THRUST BRG CVR, NEOPRENE, WORTHINGTON, 390078 | IR12-0053 |  |  | WORTHINGTON PUMPS CO | 390078
SJG-I | 0000000821 |  | 03-01-50-22 | 1 | EA | SPEAKER, COMMUNICATION, MICROPHONE, GE MOBILE COMMUNICATION, | IR12-0061 |  |  | GE MOBILE COMMUNICAT | KRY10116117/33
SJG-I | 0100003138 |  | 03-01-50-23 | 1 | EA | AGITATOR, AUGER, SOLID SNG/DBL 105 X, 6347986, WU:U3&4 BAGHOUSE ACI SYSTEM | IR09-0003 |  |  | BABCOCK & WILCOX | 6347986
SJG-I | 0100003119 |  | 03-01-50-23 | 1 | EA | CYLINDER, 10TX (JIG#30) | IR09-0002 |  |  | BABCOCK & WILCOX | 6347987
SJG-I | 0100003118 |  | 03-01-50-23 | 1 | EA | GEAR, BOX, 105/X 20/80 UNIV, BABCOCK & WILCOX, 6347985, WU: U3&4 BAGHOUSE ACI SYSTEM | IR09-0001 |  |  | BABCOCK & WILCOX | 6347985
SJG-I | 6210000615 |  | 03-01-52-24 | 6 | AS | FIXTURE, LIGHT, H-39, W/ADPTR/REFL/HSNG, GENLYTE LBP175120C | 6210000615 |  |  | CONSOLIDATED ELECTRI | LBP-175 120C
SJG-I | 5999268732 |  | 03-02-13-22 | 1 | EA | MODULE, ASSY/SWING | IR01-0045 |  |  | ALLEN SHERMAN HOFF | 1-5276-22
SJG-I | 5940239444 |  | 03-02-31-04 | 2 | EA | BLOCK, CONTACT, 600AC/250DC V, 2 NC, PRES TERMS,CUTLER-HAMMER, E30KLA5 | IR08-0121 |  |  | CUTLER-HAMMER, INC | E30KLA5
SJG-I | 5940240160 |  | 03-02-31-04 | 1 | EA | BLOCK, CONTACT, AUX/SHALLOW, 4/13, 600 V, 1 NO, TERM SCR, ALLEN-BRADLEY CO, 800T-XD1 | IR08-0122 |  |  | ALLEN-BRADLEY CO. | 800T-XD1
SJG-I | 5940240194 |  | 03-02-31-04 | 7 | EA | BLOCK, CONTACT, HD, 120/240/600 V, 6/4/1.50 A, 1 NO, TERM SCR, CUTLER-HAMMER, 10250T-53 | IR08-0124 |  |  | CUTLER-HAMMER, INC | 10250T-53
SJG-I | 5940238396 |  | 03-02-31-04 | 124 | EA | BLOCK, TERMINAL, AMP SPECIAL INDUSTRIES, 1-604101-1 | IR08-0119 |  |  | AMP PRODUCTS CORPORA | 1-604101-1
SJG-I | 5950248749 |  | 03-02-31-04 | 2 | EA | COIL, ELECTRICAL, PEAKING, 1 VH WU:TV CAMERAS, U1,2,3&4,DIAM | IR08-0131 |  |  | DIAMOND POWER SPECIA | BY DESCRP
SJG-I | 5950248889 |  | 03-02-31-04 | 1 | EA | COIL, ELECTRICAL, SLND VLV, 110/120 V, 50/60 HZ, 2 LEADS, AU | IR08-0132 |  |  | AUTOMATIC SWITCH CO. | 96-817-1D
SJG-I | 5950248905 |  | 03-02-31-04 | 2 | EA | COIL, ELECTRICAL, SLND VLV, 110/120 V, 50/60 HZ, 2 LEADS, AU | IR08-0133 |  |  | AUTOMATIC SWITCH CO. | 96-619-1D
SJG-I | 5935236389 |  | 03-02-31-04 | 2 | EA | CONNECTOR, CABLE, 600 VAC/250 VDC, APPLETON ELECTRIC CO | IR08-0118 |  |  | APPLETON ELECTRIC CO | ARC3044BC
SJG-I | 5945247020 |  | 03-02-31-04 | 1 | EA | RELAY, 125VDC, 24VDC, 24A, 127 HZ, WARD LEONARD ELE 130-4420 | IR08-0128 |  |  | WARD LEONARD ELECTRI | 130-4420
SJG-I | 5945246410 |  | 03-02-31-04 | 4 | EA | RELAY, 6VDC, 2A, DPDT/HALF SZ, NEWARK ELEC 67F1070 | 5945246410 |  |  | NEWARK ELECTRONICS | 67F1070
SJG-I | 5950249671 |  | 03-02-31-09 | 3 | EA | COIL, ELECTRICAL LINEARITY 4 SOLDER TABS, CONRAC CORP 770343 | IR08-0138 |  |  | CONRAC CORPORATION | 770343
SJG-I | 5950249051 |  | 03-02-31-09 | 2 | EA | COIL, ELECTRICAL, MAG, 35 DC V, ALLIS CHALMER 13-183-007-501 | IR08-0135 |  |  | ALLIS CHALMERS CORP. | 13-183-007-501
SJG-I | 5950251974 |  | 03-02-31-09 | 2 | KT | COIL, KIT, LVR, PIN, COIL, FMC CORP, POWER CONTROL 566660400 | 5950251974 |  |  | FMC CORP, POWER CONT | 566660400
SJG-I | 5961004933 |  | 03-02-31-09 | 6 | EA | DIODE, VAGE REG, SILICON, 100 V, 0.50 W, GTE SYLVANIA, ELECT | IR08-0149 |  |  | GTE SYLVANIA, ELECTR | ECG5050A
SJG-I | 5961000923 |  | 03-02-31-09 | 16 | EA | DIODE, ZENER, 13 V, 1 W, GTE SYLVANIA, ELECTRONIC, ECG 143A | IR08-0144 |  |  | GTE SYLVANIA, ELECTR | ECG 143A
SJG-I | 5961002317 |  | 03-02-31-09 | 12 | EA | DIODE, ZENER, 24V, 0.50 W, GTE SYLVANIA, ELECT ECG-5031A | IR08-0146 |  |  | GTE SYLVANIA, ELECTR | ECG-5031A
SJG-I | 5961004008 |  | 03-02-31-09 | 20 | EA | DIODE, ZENER, 7.50 V, 0.50 W, GTE SYLVANIA, ELECTRONIC, ECG | IR08-0148 |  |  | GTE SYLVANIA, ELECTR | ECG 5015A
SJG-I | 4460000336 |  | 03-02-31-09 | 1 | EA | ELEMENT, ELEC RESTR/LD 23-3/4", 240 V 1500 W CHROMOL OT2415 | IR08-0035 |  |  | CHROMALOX | OT2415
SJG-I | 5945243557 |  | 03-02-31-09 | 1 | EA | RELAY, PARNG, 120 V, 50-500 HZ, WILMAR ELECTRONICS, 1810 DBX | IR08-0125 |  |  | WILMAR ELECTRONICS | 1810 DBX
SJG-I | 5905222807 |  | 03-02-31-09 | 5 | EA | RESISTOR, CARBON, 150 V, 0.125 W, 560 OHM, +/-5%, ALLEN-BRAD | IR08-0052 |  |  | ALLEN-BRADLEY CO. | RCR05G561JS
SJG-I | 5905218946 |  | 03-02-31-09 | 1 | EA | RESISTOR, PWR, BAILEY CNTRLS CO, 1943424A9, WU:DAMPER DRIVE, | IR08-0046 |  |  | BAILEY CONTROLS COMP | 1943424A9
SJG-I | 5950249507 |  | 03-02-31-09 | 1 | EA | TRANSFORMER, POWER, WU: DIAMOND TV MONITORS | IR08-0137 |  |  | DIAMOND POWER SPECIA | BY DESCRP
SJG-I | 5950249325 |  | 03-02-31-09 | 1 | EA | TRANSFORMER, PULSE, WESTINGHOUSE ELECTRIC COR 669A502H01 | IR08-0136 |  |  | WESTINGHOUSE ELEC | 669A502H01
SJG-I | 5961002291 |  | 03-02-31-09 | 12 | EA | TRANSISTOR, 120/24 DC V, 60 HZ, HATHAWAY BETA100001-5499 | IR08-0145 |  |  | BETA PRODUCTS, INC. | 100001-5499
SJG-I | 5910222958 |  | 03-02-31-10 | 4 | EA | CAPACITOR, 25 V, 100 MFD, ARVIN/DIAMOND, 8505810103 | IR08-0101 |  |  | ARVIN/DIAMOND | 8505810103
SJG-I | 5910222974 |  | 03-02-31-10 | 4 | EA | CAPACITOR, 63 V, 10 MFD, ARVIN/DIAMOND, 8505710204 | IR08-0102 |  |  | NEWARK ELECTRONICS | 47F1964
SJG-I | 5920228318 |  | 03-02-31-10 | 12 | EA | FUSE, 3/8 A, WU:DIAMOND POWER TV MONITER MODEL ST1, U-1-4 | IR08-0106 |  |  | ANY MFG | BY DESCRP
SJG-I | 5920228060 |  | 03-02-31-10 | 1 | EA | LINK, FUSE, RENEWABLE, 250 V, 70 A, BUSSMAN MFG. CO., LKN-70 | IR08-0105 |  |  | BUSSMAN MFG. CO. | LKN-70
SJG-I | 5920229324 |  | 03-02-31-10 | 11 | EA | LINK, FUSE, SUPER LAG, 600 V, 100 A, BUSSMAN MFG. CO., LKS10 | IR08-0109 |  |  | BUSSMAN MFG. CO. | RLS 100
SJG-I | 5930231708 |  | 03-02-31-10 | 10 | EA | OPERATOR, SWITCH/TD, PUSHBTTN, CUTLER-HAMMER, 10250T4033 | IR08-0113 |  |  | CUTLER-HAMMER, INC | 10250T4033
SJG-I | 5905229976 |  | 03-02-31-10 | 5 | EA | POTENTIOMETER, 125 V, 1.10 MEG OHM, 2.10 W, 3 AMP, ARVI | IR08-0099 |  |  | ARVIN/DIAMOND | 8458100289
SJG-I | 5935234202 |  | 03-02-31-10 | 14 | EA | RECEPTACLE, BX MNTING, 0.625"DIA, 1"W, 1.004"L, CAST AL, 3 P | IR08-0116 |  |  | AMPHENOL NORTH AMERI | MS3102A10SL3P
SJG-I | 5935232883 |  | 03-02-31-10 | 20 | EA | RECEPTACLE, UHF, 0.641"DIA, 1"W, 1.05"L, 500 V, PAN/FEM CONT | IR08-0114 |  |  | AMPHENOL NORTH AMERI | 83-1R
SJG-I | 5905229869 |  | 03-02-31-10 | 8 | EA | RESISTOR, CARBON, 350 V, 0.50 W, 270 OHM, +/-5%, ALLEN-BRADL | IR08-0098 |  |  | ALLEN-BRADLEY CO. | RC20GF271JS
SJG-I | 5905230388 |  | 03-02-31-10 | 1 | EA | THERMISTOR, 50 OHM, GAI-TRONICS CORP, 03100-002, WU: GA | IR08-0100 |  |  | GAI-TRONICS CORP | 03100-002
SJG-I | 4320089107 |  | 03-02-31-13 | 1 | EA | BUSHING, AUX BREAK DOWN, 416 SS PNM MACH SHOP SJS-M144 | IR08-0034 |  |  | WORTHINGTON PUMP COR | SK198843
SJG-I | 3110071556 |  | 03-02-31-13 | 1 | EA | CAP, BEARING, END/THRUST/OUTER, 10, BRS, PNM MACHINE SHOP, SJS-M262, WORTHINGTON, 18839, WU:WORTH HIGH PRES ASHWATER, MDL 10UZD-1, SIZE 10, U-3&4 | IR00-0030 | PNM MACH SHOP | SJS-M262 | WORTHINGTON PUMP COR | 18839
SJG-I | 5910225381 |  | 03-02-31-13 | 16 | EA | CAPACITOR, 50 V, 0.01 MF, HATHAWAY BETA PROCESS INS, 102025-2 | IR08-0103 |  |  | BETA PRODUCTS, INC. | 102025-2
SJG-I | 5950251511 |  | 03-02-31-13 | 8 | EA | COIL, ELECTRICAL, SLND/LOCKOUT, 12 DC V, ELECTRO SWITCH CORP | 5950251511 |  |  | ELECTROSWITCH CORP. | 002008-14
SJG-I | 5961003737 |  | 03-02-31-13 | 12 | EA | DIODE, LED, DATA PRODUCTS CORP., 801082001 | IR08-0147 |  |  | DATA PRODUCTS CORPOR | 801082001
SJG-I | 5920226742 |  | 03-02-31-13 | 5 | EA | FUSE, ONE-TIME, CRTG, TIME-DELAY, 1/4 A, FOXBORO COMPANY, N0 | IR08-0104 |  |  | INVENSYS PROCESS SYS | N0262AB
SJG-I | 5310153159 |  | 03-02-31-13 | 3 | EA | NUT, 1-1/2", CI, US PIPE & FOUNDRY, H10, WU: HYDRANT#205 5-1 | IR08-0042 |  |  | U.S. PIPE & FOUNDRY | H10
SJG-I | 4820126482 |  | 03-02-31-13 | 6 | EA | SHIELD, SAFETY, 4"DIA, 14-1/2"L, TEFLON, W/LEAKAGE INSS, RAM | IR08-0041 |  |  | RAMCO MANUFACTURING | TFE-150-1/2
SJG-I | 5930229538 |  | 03-02-31-13 | 1 | EA | SWITCH, FOXBORO CO, G9001SA, WU:FOXBO 1IPT ELEC RECRDR MOD 4 | IR08-0110 |  |  | THE FOXBORO COMPANY | G9001SA
SJG-I | 6680339972 |  | 03-02-31-14 | 2 | EA | CABLE, ASSEMBLY, DRV, FLGD, MCCROMETER CORP., D0103-00, WU: MCCROMETER FLOWMETER MDL MC0500 F | IR08-0191 |  |  | MCCROMETER | D0103-00
SJG-I | 6630325444 |  | 03-02-31-14 | 1 | EA | CELL, CONDUCTIVITY, LEEDS & NORTHRUP, 4905-01-33-009-7 | IR08-0189 |  |  | LEEDS & NORTHRUP | 4905-01-33-009-7
SJG-I | 6685369297 |  | 03-02-31-14 | 1 | EA | GAUGE, PRESSURE, DIFFERENTIAL, 6", 0-500 PSI, ITT BARTON, BY | IR08-0195 |  |  | ITT POMONA ELECTRONI | BY DESCRP
SJG-I | 6210000367 |  | 03-02-31-14 | 4 | EA | LENS, CAP, PUSHBTTN/EXTENDED, 1-5/16"W, 1-5/16"L, 5/16"THK, | IR08-0176 |  |  | CUTLER-HAMMER, INC | KA150
SJG-I | 6210000417 |  | 03-02-31-14 | 2 | EA | LENS, CAP, PUSHBTTN/EXTENDED, 1-5/16"W, 1-5/16"L, 5/16"THK, | IR08-0177 |  |  | CUTLER-HAMMER, INC | KA180
SJG-I | 6210001423 |  | 03-02-31-14 | 2 | EA | LENS, CAP, PUSHBTTN/EXTENDED, 1-5/16"W, 1-5/16"L, 5/16"THK, | IR08-0182 |  |  | CUTLER-HAMMER, INC | KA550
SJG-I | 6210000508 |  | 03-02-31-14 | 4 | EA | LENS, CAP, PUSHBTTN/ILLUMINATED, 1-5/16"W, 1-5/16"L, 5/16"TH | IR08-0178 |  |  | CUTLER-HAMMER, INC | KA250
SJG-I | 6210000672 |  | 03-02-31-14 | 4 | EA | LENS, CAP, PUSHBTTN/ILLUMINATED, 1-5/16"W, 1-5/16"L, 5/16"TH | IR08-0180 |  |  | CUTLER-HAMMER, INC | KA350
SJG-I | 6685360643 |  | 03-02-31-14 | 10 | EA | THERMOCOUPLE, K, 46"L, CLAUD S GORDON CO, 143546 | IR08-0193 |  |  | GORDON COMPANY | 143546
SJG-I | 6685362490 |  | 03-02-31-14 | 1 | EA | THERMOSTAT, CONTROL, ELEC HOT H2O HTR, 120/240 - 277 V, 22/1 | IR08-0194 |  |  | INTERTHERM INC | M7D
SJG-I | 5950248624 |  | 03-02-31-16 | 1 | EA | COIL, ELECTRICAL, 9 W, AUTOMATIC SWITCH CO. ASCO, 99-216 FB | IR01-0323 |  |  | AUTOMATIC SWITCH CO. | 99-216 FB
SJG-I | 6110296305 |  | 03-02-31-16 | 3 | EA | HEATER, OVERLOAD, G30T43, BROWN BOVERI INC., G30T43 | IR08-0172 |  |  | BBC BROWN BOVERI, IN | G30T43
SJG-I | 6110296404 |  | 03-02-31-16 | 3 | EA | HEATER, OVERLOAD, G30T49, BROWN BOVERI INC., G30T49 | IR08-0173 |  |  | BBC BROWN BOVERI, IN | G30T49
SJG-I | 6110296552 |  | 03-02-31-16 | 3 | EA | HEATER, OVERLOAD, G30T56, BROWN BOVERI INC., G30T63 | IR08-0174 |  |  | BBC BROWN BOVERI, IN | G30T63
SJG-I | 6110296560 |  | 03-02-31-16 | 3 | EA | HEATER, OVERLOAD, G30T64, BROWN BOVERI INC., G30T64 | IR08-0175 |  |  | BBC BROWN BOVERI, IN | G30T64
SJG-I | 6110295943 |  | 03-02-31-16 | 3 | EA | HEATER, OVERLOAD, G30T9, BROWN BOVERI INC., G30T9 | IR08-0171 |  |  | BBC BROWN BOVERI, IN | G30T9
SJG-I | 6240315272 |  | 03-02-31-16 | 2 | EA | LIGHT, SCOVILL MANUFACTURING CO., H191-05, WU: UNIT 3, | IR08-0184 |  |  | SCHRADER-BELLOWS DIV | H191-05
SJG-I | 5935234012 |  | 03-02-31-16 | 25 | EA | RECEPTACLE, AMPHENOL NORTH AMERICAN D, 9722-8P 469, WU:U-3 I | IR08-0115 |  |  | AMPHENOL NORTH AMERI | 9722-8P 469
SJG-I | 5940238966 |  | 03-02-31-16 | 5 | EA | RECEPTACLE, ELECTRICAL, AMPHENOL NORTH AMERICAN 3102A-22 | IR08-0120 |  |  | AMPHENOL NORTH AMERI | 3102A-22
SJG-I | 5905223433 |  | 03-02-31-16 | 25 | EA | RESISTOR, CARBON, 250 V, 0.25 W, 3.90 OHM, +/-5%, ALLEN-BRAD | IR08-0057 |  |  | ALLEN-BRADLEY CO. | RCR07
SJG-I | 5930231567 |  | 03-02-31-16 | 2 | EA | SWITCH, FORNEY INTERNTNL, 76628-00, WU:CQIII COAL HANDL CNTR | 5930231567 |  |  | FORNEY INTERNATIONAL | 76628-00
SJG-I | 5920228599 |  | 03-02-31-16 | 1 | EA | UNIT, THERM, STOCK EQUIPMENT COMPANY, FE2165 | IR08-0108 |  |  | STOCK EQUIPMENT COMP | FE2165
SJG-I | 5920228581 |  | 03-02-31-16 | 1 | EA | UNIT, THERMAL UNIT, MSC, STOCK EQUIPMENT COMPANY, FE1439 | IR08-0107 |  |  | STOCK EQUIPMENT COMP | FE1439
SJG-I | 4810120834 |  | 03-02-31-16 | 1 | EA | VALVE, SOLENOID, 3-WAY, 1/4", 3/16", BRS, FNPT, 120V, 150PSI | IR08-0040 |  |  | AUTOMATIC SWITCH CO. | HB8302D25UM0
SJG-I | 5999284689 |  | 03-02-31-17 | 2 | EA | BOARD, CIRCUIT PRINTED DEMODULATION LEEDS & NORTHRUP 444375 | IR08-0165 |  |  | LEEDS & NORTHRUP | 444375
SJG-I | 5999271413 |  | 03-02-31-17 | 8 | EA | BOARD, CIRCUIT, PRINTED, LOGIC, PLG IN, BETA 304341-101B1C | IR08-0159 |  |  | BETA PRODUCTS, INC. | 304341-101B1C
SJG-I | 6640001985 |  | 03-02-31-17 | 2 | EA | BOTTLE, BUBBLING, UEHLING INSTRUMENT CO., 3 | 6640001985 |  |  | UEHLING INSTRUMENT C | 3
SJG-I | 5999280489 |  | 03-02-31-17 | 1 | EA | CONTACT, ELECTRICAL, 600V, 270A, ALLEN-BRADLEY702-F0DX571 | IR08-0163 |  |  | ALLEN-BRADLEY CO. | 702-F0DX571
SJG-I | 6695394475 |  | 03-02-31-17 | 1 | EA | DETECTOR, ASSY, FOXBORO COMPANY, N0138MX, WU:FOXBORO TRANSMI | IR08-0196 |  |  | FOXBORO COMPANY | N0138MX
SJG-I | 4730131655 |  | 03-02-31-17 | 2 | EA | FLANGE, PIPE, 3", FBRCAST, SCKTWELD, PROCESS EQUIP, 18 | IR08-0039 |  |  | PROCESS EQUIPMENT CO | FIG. 18
SJG-I | 5330225565 |  | 03-02-31-17 | 2 | EA | GASKET, SHAFT SEAL, NON-ASB, PORTEC, INC, 20380, WU: PORTEC LIME SLAKING SYSTEM MDL, SERIES 800, B.C. 2&3, WMS | IR08-0043 |  |  | PORTEC INC. | 20380
SJG-I | 6625001067 |  | 03-02-31-17 | 7 | EA | METER, ELECTRICAL, SPARK RATE, 0-500 MAMPS, RESEARCH COTTREL | IR08-0187 |  |  | HAMON RESEARCH-COTTR | 85012-L1
SJG-I | 6625001042 |  | 03-02-31-17 | 7 | EA | METER, ELECTRICAL, V, 0-600, 25-125 CPS, RESEARCH COTTRELL, | IR08-0186 |  |  | HAMON RESEARCH-COTTR | 85009-L3
SJG-I | 5330227934 |  | 03-02-31-17 | 3 | EA | O-RING, KIT, AMETEK, INC., C05025240, WU:THERMOX HYDRAZINE A | IR08-0044 |  |  | AMETEK PROCESS INSTR | C05025240
SJG-I | 5970253620 |  | 03-02-31-17 | 7 | ST | PAD, SET, NON-ASB, (1) RND/(2) SQ, RESEARCH COTTRELL, INC., | IR08-0156 |  |  | HAMON RESEARCH-COTTR | 212759-D1
SJG-I | 5905218664 |  | 03-02-31-17 | 1 | EA | RESISTOR, SIEMENS-ALLIS, 13-174-030-002, WU:A-C 480V MOTOR C | IR08-0045 |  |  | ALLIS-CHALMERS | 13-174-030-002
SJG-I | 5905219357 |  | 03-02-32-14 | 23 | EA | RESISTOR, 0.50 W, 100 OHM, +/-5%, ARVIN/DIAMOND 8550120102, | IR08-0047 |  |  | ALLEN-BRADLEY CO. | RCR20101JS
SJG-I | 5905223607 |  | 03-02-32-14 | 35 | EA | RESISTOR, CARBON, 150 V, 0.125 W, 6.80 MEG OHM, +/-5%, ALLEN | IR08-0059 |  |  | ALLEN-BRADLEY CO. | RCR05G685JS
SJG-I | 5905223458 |  | 03-02-32-14 | 54 | EA | RESISTOR, CARBON, 250 V, 0.25 W, 3.30 OHM, +/-5%, ALLEN-BRAD | IR08-0058 |  |  | ALLEN-BRADLEY CO. | RCR07G3R3JS
SJG-I | 5905223425 |  | 03-02-32-14 | 80 | EA | RESISTOR, CARBON, 250 V, 0.25 W, 4.30 OHM, +/-5%, ALLEN-BRAD | IR08-0056 |  |  | ALLEN-BRADLEY CO. | RCR07G4R3JS
SJG-I | 5905223417 |  | 03-02-32-14 | 39 | EA | RESISTOR, CARBON, 250 V, 0.25 W, 4.70 OHM, +/-5%, ALLEN-BRAD | IR08-0055 |  |  | ALLEN-BRADLEY CO. | RCR07G4R7JS
SJG-I | 5905223409 |  | 03-02-32-14 | 54 | EA | RESISTOR, CARBON, 250 V, 0.25 W, 5.10 OHM, +/-5%, ALLEN-BRAD | IR08-0054 |  |  | ALLEN-BRADLEY CO. | RCR07G5R4JS
SJG-I | 5905223391 |  | 03-02-32-14 | 48 | EA | RESISTOR, CARBON, 250 V, 0.25 W, 5.60 OHM, +/-5%, ALLEN-BRAD | IR08-0053 |  |  | ALLEN-BRADLEY CO. | RCR07G5R6JS
SJG-I | 5905221338 |  | 03-02-32-14 | 12 | EA | RESISTOR, CARBON, 250 V, 0.25 W, 510 OHM, +/-5%, ALLEN-BRADL | IR08-0049 |  |  | ALLEN-BRADLEY CO. | RCR07
SJG-I | 5905223789 |  | 03-02-32-14 | 39 | EA | RESISTOR, CARBON, 250 V, 0.25 W, 6.20 MEG OHM, +/-5%, ALLEN- | IR08-0060 |  |  | ALLEN-BRADLEY CO. | RCR07G625JS
SJG-I | 5905223912 |  | 03-02-32-14 | 5 | EA | RESISTOR, CARBON, 350 V, 0.50 W, 3.60 MEG OHM, +/-5%, ALLEN- | IR08-0061 |  |  | ALLEN-BRADLEY CO. | RCR20
SJG-I | 5905219415 |  | 03-02-32-14 | 87 | EA | RESISTOR, CARBON, 350 V, 0.50 W, 56 OHM, +/-5%, ALLEN-BRADLE | IR08-0048 |  |  | ALLEN-BRADLEY CO. | RCR20G560JS
SJG-I | 5905222104 |  | 03-02-32-14 | 2 | EA | RESISTOR, CARBON, 500 V, 1 W, 18 MEG OHM, +/-5%, ALLEN-BRADL | IR08-0050 |  |  | ALLEN-BRADLEY CO. | RCR32G186JS
SJG-I | 5905222617 |  | 03-02-32-14 | 5 | EA | RESISTOR, CARBON, 750 V, 2 W, 2.40 MEG OHM, +/-5%, ALLEN-BRA | IR08-0051 |  |  | ALLEN-BRADLEY CO. | RCR42
SJG-I | 5999284978 |  | 03-02-32-24 | 1 | EA | BOARD, CIRCUIT, PRINTED, LMP DRVR, 125 DC V, BETA 304319-001 | IR08-0166 |  |  | BETA PRODUCTS, INC. | 304319-001
SJG-I | 5962251897 |  | 03-02-32-24 | 6 | EA | CIRCUIT, INTEGRATED, DUAL/CNTR, 5 DC V, 32 MHZ HZ, 14, GTE S | IR08-0153 |  |  | GTE SYLVANIA, ELECTR | ECG 7490
SJG-I | 5950252527 |  | 03-02-32-24 | 1 | EA | COIL, ELECTRICAL, MAG, 44.452 OHM, CUTLER-HAMMER NH BUL505 | IR08-0143 |  |  | CUTLER-HAMMER, INC | NH BUL505
SJG-I | 6210000821 |  | 03-02-32-24 | 2 | EA | LENS, CAP, LGT/INDICATING/BLANK, WH, CUTLER-HAMMER, INC, E30 | IR08-0181 |  |  | CUTLER-HAMMER, INC | E30KF60
SJG-I | 5999280984 |  | 03-02-32-24 | 10 | EA | LENS, CAP, PUSHBTTN/ILLUMINATED, RED, SQUARE D CO, R-7 | IR08-0164 |  |  | SQUARE D. COMPANY | R-7
SJG-I | 5945245685 |  | 03-02-32-24 | 1 | EA | RELAY, CONTROL, SOL STATE, 250 V, 15-45 VAC/6-32 VDC, 3 A, 5 | IR08-0126 |  |  | TELEDYNE RELAYS | 601-1017P
SJG-I | 5905223433 |  | 03-02-32-24 | 49 | EA | RESISTOR, CARBON, 250 V, 0.25 W, 3.90 OHM, +/-5%, ALLEN-BRAD | IR08-0057 |  |  | ALLEN-BRADLEY CO. | RCR07
SJG-I | 5935235282 |  | 03-02-32-24 | 6 | EA | SOCKET, RELAY, 14 PIN, GTE SYLVANIA, ECG-RLY 9106 | IR08-0117 |  |  | GTE SYLVANIA, ELECTR | ECG-RLY 9106
SJG-I | 6110293906 |  | 03-02-32-24 | 5 | EA | STARTER, KIT/PARTS, 5, 480 V, W/CONTS/SPRNGS, SIEMENS-ALLIS, | 6110293906 |  |  | ALLIS-CHALMERS | 14-134-875-801
SJG-I | 5930231088 |  | 03-02-32-24 | 2 | EA | SWITCH, LIMIT, 120/240 V, 6 A, HONEYWELL INC, 291013400, | IR08-0111 |  |  | HONEYWELL, INC. | 291013400
SJG-I | 5905229414 |  | 03-02-33-11 | 4 | EA | POTENTIOMETER, 25 K OHM, CONRAC CORP, 928121, | IR08-0096 |  |  | CONRAC CORPORATION | 928121
SJG-I | 5905229521 |  | 03-02-33-11 | 13 | EA | RESISTOR, 0.50 W, 330 OHM, +/-5%, GTE SYLVANIA, R133 | IR08-0097 |  |  | GTE SYLVANIA, ELECTR | R133
SJG-I | 5905228036 |  | 03-02-33-11 | 24 | EA | RESISTOR, CARBON, 250 V, 0.25 W, 5.10K OHM, +/-5%, ALLEN-BRA | IR08-0086 |  |  | ALLEN-BRADLEY CO. | RCR07G512JS
SJG-I | 5905228051 |  | 03-02-33-11 | 16 | EA | RESISTOR, CARBON, 250 V, 0.25 W, 6.20K OHM, +/-5%, ALLEN-BRA | IR08-0087 |  |  | ALLEN-BRADLEY CO. | RCR07G622JS
SJG-I | 5905228077 |  | 03-02-33-11 | 40 | EA | RESISTOR, CARBON, 250 V, 0.25 W, 7.50K OHM, +/-5%, ALLEN-BRA | IR08-0088 |  |  | ALLEN-BRADLEY CO. | RCR07G752JS
SJG-I | 5905228085 |  | 03-02-33-11 | 74 | EA | RESISTOR, CARBON, 250 V, 0.25 W, 8.20K OHM, +/-5%, ALLEN-BRA | IR08-0089 |  |  | ALLEN-BRADLEY CO. | RCR07G822JS
SJG-I | 5905228093 |  | 03-02-33-11 | 35 | EA | RESISTOR, CARBON, 350 V, 0.50 W, 1.50K OHM, +/-5%, ALLEN-BRA | IR08-0090 |  |  | ALLEN-BRADLEY CO. | RCR20G152JS
SJG-I | 5905228226 |  | 03-02-33-11 | 9 | EA | RESISTOR, CARBON, 350 V, 0.50 W, 5.10K OHM, +/-5%, ALLEN-BRA | IR08-0091 |  |  | ALLEN-BRADLEY CO. | RCR20G512JS
SJG-I | 5905228242 |  | 03-02-33-11 | 53 | EA | RESISTOR, CARBON, 350 V, 0.50 W, 6.20K OHM, +/-5%, ALLEN-BRA | IR08-0092 |  |  | ALLEN-BRADLEY CO. | RCR20G622JS
SJG-I | 5905228259 |  | 03-02-33-11 | 33 | EA | RESISTOR, CARBON, 350 V, 0.50 W, 6.80K OHM, +/-5%, ALLEN-BRA | IR08-0093 |  |  | ALLEN-BRADLEY CO. | RCR20
SJG-I | 5905228275 |  | 03-02-33-11 | 59 | EA | RESISTOR, CARBON, 350 V, 0.50 W, 8.20K OHM, +/-5%, ALLEN-BRA | IR08-0094 |  |  | ALLEN-BRADLEY CO. | RCR20G822JS
SJG-I | 5905228622 |  | 03-02-33-11 | 61 | EA | RESISTOR, CARBON, 750 V, 2 W, 6.20K OHM, +/-5%, ALLEN-BRADLE | IR08-0095 |  |  | ALLEN-BRADLEY CO. | RCR42G622JS
SJG-I | 5999280059 |  | 03-02-33-12 | 1 | EA | BOARD, CIRCUIT, PRINTED, SUPPRESSOR/DC NOISE, SOLIDSTATE CONTROLS, SC1 #V-105 PL-1117 | IR08-0162 |  |  | SOLIDSTATE CONTROLS, | SC1 #V-105 PL-1117
SJG-I | 5975268110 |  | 03-02-33-12 | 6 | EA | BOX, ELECTRICAL, DEVICE, 3/4", AL, 1 GANG, 1 THDED BACK HUB, APPLETON ELECTRIC CO., FSA-1-75 | IR08-0157 |  |  | APPLETON ELECTRIC CO | FSA-1-75
SJG-I | 5962250246 |  | 03-02-33-12 | 1 | EA | CIRCUIT, INTEGRATED, MOTOROLA, INC, PA 7711C, WU:HAGAN CNTRL | IR08-0152 |  |  | MOTOROLA, INC | PA 7711C
SJG-I | 5999286130 |  | 03-02-33-12 | 1 | KT | CONTACT, ELECTRICAL/KIT, SPARE PARTS, SQUARE D. GG-4 | IR08-0167 |  |  | SQUARE D. COMPANY | GG-4
SJG-I | 5970253562 |  | 03-02-33-12 | 20 | EA | INSULATOR,FEEDRAIL PROD, U-00593-P, WU:TROLLEY CAT #FR-100, | IR08-0155 |  |  | FEEDRAIL PRODUCTS | U-00593-P
SJG-I | 5999276875 |  | 03-02-33-12 | 1 | EA | MODULE, MASTER LOGIC ASSY, EXIDE POWER SYSTEMS DIV 101071692 | IR08-0160 |  |  | EXIDE POWER SYSTEMS | 101071692
SJG-I | 5999279234 |  | 03-02-33-12 | 1 | EA | MODULE, VAGE REG, 1.58 A, EXIDE POWER SYSTEMS DIV 101071883 | IR08-0161 |  |  | EXIDE POWER SYSTEMS | 101071883
SJG-I | 6105288705 |  | 03-02-33-12 | 1 | EA | MOTOR, ELECTRIC, 1/8HP, 1550RPM, 115V, 1PH, TRANE, MOT-1504-SWT | IR08-0168 |  |  | EMERSON ELECTRIC COM | 1504
SJG-I | 6105289513 |  | 03-02-33-12 | 1 | EA | MOTOR, ELECTRIC, 3HP, 3450RPM, 56J FRAME, 230/460V, 3PH,60HZ, PU | IR08-0169 |  |  | BALDOR ELECTRIC CO | JM 3559
SJG-I | 5995000204 |  | 03-02-33-12 | 1 | EA | SUPPRESSOR, VOLTAGE, EXIDE POWER SYSTEMS DIVIS, 141-923-010, | IR08-0158 |  |  | EXIDE POWER SYSTEMS | 141-923-010
SJG-I | 5961005203 |  | 03-02-33-12 | 5 | EA | TRANSISTOR, CONRAC CORP 207257 WU:DIAMOND POWER FURNACE T.V | IR08-0151 |  |  | CONRAC CORPORATION | 207257
SJG-I | 5961005153 |  | 03-02-33-12 | 5 | EA | TRANSISTOR, RCA CORP 40354,WU:DIAMOND POWER TV MONITOR MDL S | IR08-0150 |  |  | RCA CORPORATION | 40354
SJG-I | 5905226527 |  | 03-02-33-13 | 4 | EA | RESISTOR, CARBON, 150 V, 0.125 W, 24 OHM, +/-5%, ALLEN-BRADL | IR08-0074 |  |  | ALLEN-BRADLEY CO. | RCR05G240JS
SJG-I | 5905227202 |  | 03-02-33-13 | 21 | EA | RESISTOR, CARBON, 150 V, 0.125 W, 5.10K OHM, +/-5%, ALLEN-BR | IR08-0078 |  |  | ALLEN-BRADLEY CO. | RCR05G512JS
SJG-I | 5905227236 |  | 03-02-33-13 | 18 | EA | RESISTOR, CARBON, 150 V, 0.125 W, 6.80K OHM, +/-5%, ALLEN-BR | IR08-0079 |  |  | ALLEN-BRADLEY CO. | RCR05G682JS
SJG-I | 5905227699 |  | 03-02-33-13 | 48 | EA | RESISTOR, CARBON, 250 V, 0.25 W, 12K OHM, +/-5%, ALLEN-BRADL | IR08-0081 |  |  | ALLEN-BRADLEY CO. | RCR07G123JS
SJG-I | 5905227947 |  | 03-02-33-13 | 11 | EA | RESISTOR, CARBON, 250 V, 0.25 W, 2.20K OHM, +/-5%, ALLEN-BRA | IR08-0084 |  |  | ALLEN-BRADLEY CO. | RCR07G222JS
SJG-I | 5905227954 |  | 03-02-33-13 | 8 | EA | RESISTOR, CARBON, 250 V, 0.25 W, 2.40K OHM, +/-5%, ALLEN-BRA | IR08-0085 |  |  | ALLEN-BRADLEY CO. | RCR07G242JS
SJG-I | 5905227772 |  | 03-02-33-13 | 23 | EA | RESISTOR, CARBON, 250 V, 0.25 W, 27K OHM, +/-5%, ALLEN-BRADL | IR08-0082 |  |  | ALLEN-BRADLEY CO. | RCR07G273JS
SJG-I | 5905227780 |  | 03-02-33-13 | 12 | EA | RESISTOR, CARBON, 250 V, 0.25 W, 30K OHM, +/-5%, ALLEN-BRADL | IR08-0083 |  |  | ALLEN-BRADLEY CO. | RCR07G303JS
SJG-I | 5905227368 |  | 03-02-33-13 | 80 | EA | RESISTOR, CARBON, 500 V, 1 W, 120 K OHM, +/-5%, ALLEN-BRADLE | IR08-0080 |  |  | ALLEN-BRADLEY CO. | RCR32G124JS
SJG-I | 5905225222 |  | 03-02-33-13 | 63 | EA | RESISTOR, CARBON, 500 V, 1 W, 12K OHM, +/-5%, ALLEN-BRADLEY | IR08-0073 |  |  | ALLEN-BRADLEY CO. | RCR32G123JS
SJG-I | 5905226998 |  | 03-02-33-13 | 60 | EA | RESISTOR, CARBON, 500 V, 1 W, 470 OHM, +/-5%, ALLEN-BRADLEY | IR08-0077 |  |  | ALLEN-BRADLEY CO. | RCR32G471JS
SJG-I | 5905226741 |  | 03-02-33-13 | 80 | EA | RESISTOR, CARBON, 750 V, 2 W, 270 OHM, +/-5%, ALLEN-BRADLEY | IR08-0075 |  |  | ALLEN-BRADLEY CO. | RCR42G271JS
SJG-I | 5905226782 |  | 03-02-33-13 | 40 | EA | RESISTOR, CARBON, 750 V, 2 W, 390 OHM, +/-5%, ALLEN-BRADLEY | IR08-0076 |  |  | ALLEN-BRADLEY CO. | RCR42G391JS
SJG-I | 5905224258 |  | 03-02-33-14 | 168 | EA | RESISTOR, CARBON, 250 V, 0.25 W, 6.80 OHM, +/-5%, ALLEN-BRAD | IR08-0065 |  |  | ALLEN-BRADLEY CO. | RCR07G6R8JS
SJG-I | 5905224266 |  | 03-02-33-14 | 68 | EA | RESISTOR, CARBON, 250 V, 0.25 W, 7.50 OHM, +/-5%, ALLEN-BRAD | IR08-0066 |  |  | ALLEN-BRADLEY CO. | RCR07G7R5JS
SJG-I | 5905224274 |  | 03-02-33-14 | 54 | EA | RESISTOR, CARBON, 250 V, 0.25 W, 8.20 OHM, +/-5%, ALLEN-BRAD | IR08-0067 |  |  | ALLEN-BRADLEY CO. | RCR07G8R2JS
SJG-I | 5905224027 |  | 03-02-33-14 | 28 | EA | RESISTOR, CARBON, 350 V, 0.50 W, 10 MEG OHM, +/-5%, ALLEN-BR | IR08-0062 |  |  | ALLEN-BRADLEY CO. | RCR20G106JS
SJG-I | 5905225032 |  | 03-02-33-14 | 35 | EA | RESISTOR, CARBON, 350 V, 0.50 W, 12K OHM, +/-5%, ALLEN-BRADL | IR08-0070 |  |  | ALLEN-BRADLEY CO. | RCR20
SJG-I | 5905225099 |  | 03-02-33-14 | 53 | EA | RESISTOR, CARBON, 350 V, 0.50 W, 22K OHM, +/-5%, ALLEN-BRADL | IR08-0071 |  |  | ALLEN-BRADLEY CO. | RCR20G223JS
SJG-I | 5905225180 |  | 03-02-33-14 | 47 | EA | RESISTOR, CARBON, 350 V, 0.50 W, 51K OHM, +/-5%, ALLEN-BRADL | IR08-0072 |  |  | ALLEN-BRADLEY CO. | RCR20G513JS
SJG-I | 5905224787 |  | 03-02-33-14 | 82 | EA | RESISTOR, CARBON, 500 V, 1 W, 30 OHM, +/-5%, ALLEN-BRADLEY C | IR08-0068 |  |  | ALLEN-BRADLEY CO. | RCR32G300JS
SJG-I | 5905224076 |  | 03-02-33-14 | 8 | EA | RESISTOR, CARBON, 500 V, 1 W, 430K OHM, +/-5%, ALLEN-BRADLEY | IR08-0063 |  |  | ALLEN-BRADLEY CO. | RCR32G434JS
SJG-I | 5905224084 |  | 03-02-33-14 | 80 | EA | RESISTOR, CARBON, 500 V, 1 W, 470K OHM, +/-5%, ALLEN-BRADLEY | IR08-0064 |  |  | ALLEN-BRADLEY CO. | RCR32G474JS
SJG-I | 5905224829 |  | 03-02-33-14 | 6 | EA | RESISTOR, CARBON, 750 V, 2 W, 390K OHM, +/-5%, ALLEN-BRADLEY | IR08-0069 |  |  | ALLEN-BRADLEY CO. | RCR42
SJG-I | 5999268427 |  | 03-02-37-03 | 1 | EA | BOARD, CIRCUIT, PRINTED, 35 PIN, FORNEY INTERNTL, C3323801 | 5999268427 |  |  | FORNEY INTERNATIONAL | C-33238-01
SJG-I | 5999270720 |  | 03-02-37-10 | 1 | EA | BOARD, CIRCUIT PRINTED, VAGE BUFR, BAILEY CNTRLS 6624609L1 | IR07-0635 |  |  | BAILEY CONTROLS COMP | 6624609L1
SJG-I | 5999271009 |  | 03-02-37-10 | 3 | EA | BOARD, CIRCUIT, PRINTED 35 PIN FORNEY INTERNTNL 02698401 | IR07-0663 |  |  | FORNEY CORPORATION | C26984-01
SJG-I | 5999269490 |  | 03-02-37-10 | 8 | EA | BOARD, CIRCUIT, PRINTED 35 PIN FORNEY INTERNTNL, C26856-01 | IR07-0666 |  |  | FORNEY CORPORATION | C26856-01
SJG-I | 5999271041 |  | 03-02-37-10 | 31 | EA | BOARD, CIRCUIT, PRINTED 35 PIN FORNEY INTERNTNLC26859-01 | IR07-0667 |  |  | FORNEY CORPORATION | C26859-01
SJG-I | 5999273278 |  | 03-02-37-10 | 6 | EA | BOARD, CIRCUIT, PRINTED 35 PIN FORNEY INTERNTNLC27365-01 | IR07-0665 |  |  | FORNEY CORPORATION | C27365-01
SJG-I | 5999275109 |  | 03-02-37-10 | 4 | EA | BOARD, CIRCUIT, PRINTED 35 PIN FORNEY INTERNTNLC36425-01 | IR07-0664 |  |  | FORNEY CORP | C36425-01
SJG-I | 5999273146 |  | 03-02-37-10 | 1 | EA | BOARD, CIRCUIT, PRINTED 35 PIN FORNEY INTRNTNL C35116-01 | IR07-0658 |  |  | FORNEY CORPORATION | C35116-01
SJG-I | 5999274425 |  | 03-02-37-10 | 2 | EA | BOARD, CIRCUIT, PRINTED, 35 PIN, FORNEY INTERNTNL 03292301 | IR07-0662 | IR96-0526 |  | FORNEY CORPORATION | ALSM-35A1
SJG-I | 5999271652 |  | 03-02-37-10 | 2 | EA | BOARD, CIRCUIT, PRINTED, 35 PIN, FORNEY INTERNTNL C26503-01 | IR07-0661 |  |  | FORNEY CORPORATION | C26503-01
SJG-I | 5999271306 |  | 03-02-37-10 | 2 | EA | BOARD, CIRCUIT, PRINTED, 35 PIN, FORNEY INTERNTNL C27267-01 | IR07-0660 |  |  | FORNEY CORPORATION | C27267-01
SJG-I | 5999270811 |  | 03-02-37-10 | 2 | EA | BOARD, CIRCUIT, PRINTED, 35 PIN, FORNEY INTERNTNLC38402-01 | IR07-0659 | IR96-0883 |  | FORNEY CORPORATION | AND-35A1
SJG-I | 5999272486 |  | 03-02-37-10 | 1 | EA | BOARD, CIRCUIT, PRINTED, FORNEY INTERNATIONAL, INC, CBPS-35A | IR07-0657 |  |  | FORNEY CORPORATION | CBPS-35A1
SJG-I | 5999269607 |  | 03-02-37-10 | 1 | EA | MODULE, DERIVITIVE, BAILEY CONTROLS COMPANY, 6624125-D1 | IR07-0636 |  |  | BAILEY CONTROLS COMP | 6624125A1
SJG-I | 5999268179 |  | 03-02-37-11 | 1 | EA | BOARD, CIRCUIT, PRINTED, OUTPUT VAGE CNVRTR, BAILEY CONTROLS COMPANY, 6626747G1, WU:BAILEY METER ANALOG CONTROL SYS MDL 820, U-1,3&4 | IR07-0651 |  |  | BAILEY CONTROLS COMP | 6626747G1
SJG-I | 5999271462 |  | 03-02-37-11 | 4 | EA | BOARD, CIRCUIT, PRINTED, VAGE DIVIDER, BAILEY CONTROLS COMPANY, 6626806A1, WU:BAILEY METER ANALOG CONTROL SYS MDL 820, UNITS 1, 3 & 4 | IR07-0652 |  |  | BAILEY CONTROLS COMP | 6626806A1
SJG-I | 5999280513 |  | 03-02-37-11 | 1 | EA | BOARD, CIRCUIT, PRINTED, VAGE VARIATION DETECTO, BAILEY CONTROLS CORP, 6627247B1 | IR07-0653 |  |  | BAILEY CONTROLS COMP | 6627247B1
SJG-I | 5999267817 |  | 03-02-37-11 | 7 | EA | MODULE, RLY/TRI-STABLE, BAILEY CONTROLS COMPANY, 6623817-J1 | IR07-0656 |  |  | BAILEY CONTROLS COMP | 6623817-J1
SJG-I | 5999270613 |  | 03-02-37-11 | 6 | EA | MODULE, SIGNAL LIMTR, BAILEY CONTROLS COMPANY, 6624261F1 | IR07-0622 |  |  | BAILEY CONTROLS COMP | 6624261F1
SJG-I | 5999272163 |  | 03-02-37-11 | 3 | EA | MODULE, STATIC ANALOG MEMORY, BAILEY CNTROLS CO 6632337A1 | IR07-0649 |  |  | BAILEY CONTROLS COMP | 6631802A1
SJG-I | 5999272213 |  | 03-02-37-11 | 4 | EA | MODULE, SUMMER/BIAS/INVERTER, BAILEY CONTROLS CO, 6623695F2 | IR07-0628 |  |  | BAILEY CONTROLS COMP | 6623695F2
SJG-I | 5999267635 |  | 03-02-37-11 | 1 | EA | MODULE, VAGE/CURRENT CNVRTR, BAILEY CONTROLS CO 6625621E1 | IR07-0650 |  |  | BAILEY CONTROLS COMP | 6625621E1
SJG-I | 5945243995 |  | 03-02-37-11 | 1 | EA | RELAY, AUXILIARY, CNTRL, 24 DC V, BAILEY CONTROL 1945166A4 | IR07-0655 |  |  | BAILEY CONTROLS COMP | R40E00 24VDC
SJG-I | 6685368232 |  | 03-02-37-11 | 1 | EA | STATION, SETPOINT, BAILEY CONTROLS COMPANY, TG30 | IR07-0654 |  |  | BAILEY CONTROLS COMP | TG30
SJG-I | 5999283301 |  | 03-02-37-13 | 1 | EA | BOARD, CIRCUIT, PRINTED, BUS/TRIP, 125/24 V, GE 1TM2-A003 | IR07-0581 |  |  | GENERAL ELECTRIC CO. | 1TM2-A003
SJG-I | 5999283327 |  | 03-02-37-13 | 1 | EA | BOARD, CIRCUIT, PRINTED, ELET MALFUNCTION BUS, GE 1TM2-M002 | IR07-0583 |  |  | GENERAL ELECTRIC CO. | 1TM2-M002
SJG-I | 5999270837 |  | 03-02-37-13 | 2 | EA | BOARD, CIRCUIT, PRINTED, LD SET, GE 1L1-C001 | IR07-0595 |  |  | GENERAL ELECTRIC COM | 1L1-C001
SJG-I | 5999283319 |  | 03-02-37-13 | 1 | EA | BOARD, CIRCUIT, PRINTED, LMP TEST, GE 1TM2-L001 | IR07-0582 |  |  | GENERAL ELECTRIC CO. | 1TM2-L001
SJG-I | 5999268492 |  | 03-02-37-13 | 3 | EA | BOARD, CIRCUIT, PRINTED, REMOTE OPER AUX RLY, 125V, 1PC2R001 | IR07-0591 |  |  | GENERAL ELECTRIC CO. | 1PC2-R001
SJG-I | 5999270324 |  | 03-02-37-13 | 2 | EA | BOARD, CIRCUIT, PRINTED, REMOTE OPER AUX RLY, GE 1PC2-R004 | IR07-0593 |  |  | GENERAL ELECTRIC COM | 1PC2-R004
SJG-I | 5999282527 |  | 03-02-37-15 | 1 | EA | BOARD, CIRCUIT, PRINTED, AUX DIST, GE 1P2-L001 | IR07-0562 |  |  | GENERAL ELECTRIC CO. | 1P2-L001
SJG-I | 5999282378 |  | 03-02-37-15 | 1 | EA | BOARD, CIRCUIT, PRINTED, CNTRL VLV TEST, GENERAL ELECTRIC CO, 1L1-U001 | IR07-0552 |  |  | GENERAL ELECTRIC CO. | 1L1-U001
SJG-I | 5999282386 |  | 03-02-37-15 | 1 | EA | BOARD, CIRCUIT, PRINTED, GENERAL ELECTRIC COMPANY, 1L2-B004 | IR07-0553 |  |  | GENERAL ELECTRIC CO. | 1L2-B004
SJG-I | 5999282394 |  | 03-02-37-15 | 1 | EA | BOARD, CIRCUIT, PRINTED, GENERAL ELECTRIC COMPANY, 1L2-B005 | IR07-0554 |  |  | GENERAL ELECTRIC CO. | 1L2-B005
SJG-I | 5999282485 |  | 03-02-37-15 | 1 | EA | BOARD, CIRCUIT, PRINTED, GRND DETECTION, 125 V, GENERAL ELECTRIC COMPANY, 1P2-G002 | IR07-0558 |  |  | GENERAL ELECTRIC CO. | 1P2-G002
SJG-I | 5999282477 |  | 03-02-37-15 | 1 | EA | BOARD, CIRCUIT, PRINTED, GRND DETECTION, 24 V, GENERAL ELECTRIC COMPANY, 1P2-F002 | IR07-0557 |  |  | GENERAL ELECTRIC CO. | 1P2-F002
SJG-I | 5999282543 |  | 03-02-37-15 | 1 | EA | BOARD, CIRCUIT, PRINTED, HV MTR DRVR, GE 1P3-A006 | IR07-0564 |  |  | GENERAL ELECTRIC CO. | 1P3-A006
SJG-I | 5999282402 |  | 03-02-37-15 | 1 | EA | BOARD, CIRCUIT, PRINTED, LD LIMIT POSN, GENERAL ELECTRIC COMPANY, 1L2-J001 | IR07-0555 |  |  | GENERAL ELECTRIC CO | 1L2-J001
SJG-I | 5999282360 |  | 03-02-37-15 | 1 | EA | BOARD, CIRCUIT, PRINTED, LD LIMIT SET, GENERAL ELECTRIC COMP, 1L1-S001 | IR07-0551 |  |  | GENERAL ELECTRIC CO. | 1L1-S001
SJG-I | 5999282535 |  | 03-02-37-15 | 1 | EA | BOARD, CIRCUIT, PRINTED, LOW VAGE MTR DRVR, GE 1P3-A004 | IR07-0563 |  |  | GENERAL ELECTRIC CO. | 1P3-A004
SJG-I | 5999282493 |  | 03-02-37-15 | 1 | EA | BOARD, CIRCUIT, PRINTED, PWRSUPPLY MALFUNCTION, GENERAL ELECTRIC, 1P2-H001 | IR07-0559 |  |  | GENERAL ELECTRIC CO. | 1P2-H001
SJG-I | 5999282501 |  | 03-02-37-15 | 1 | EA | BOARD, CIRCUIT, PRINTED, PWRSUPPLY MONITOR, GENERAL ELECTRIC COMPANY, 1P2-K001 | IR07-0560 |  |  | GENERAL ELECTRIC CO. | 1P2-K001
SJG-I | 5999282519 |  | 03-02-37-15 | 1 | EA | BOARD, CIRCUIT, PRINTED, PWRSUPPLY MONITOR, GENERAL ELECTRIC COMPANY, 1P2-K002 | IR07-0561 |  |  | GENERAL ELECTRIC CO. | 1P2-K002
SJG-I | 5999282410 |  | 03-02-37-15 | 1 | EA | BOARD, CIRCUIT, PRINTED, VAGE COMPARATOR, GENERAL ELECTRIC COMPANY, 1L3-A011 | IR07-0556 |  |  | GENERAL ELECTRIC CO. | 1L3-A011
SJG-I | 5999282568 |  | 03-02-37-15 | 1 | EA | BOARD, CIRCUIT, PRINTED, VAGE SENSR, GENERAL ELECTRIC, 1P3-E002 | IR07-0565 |  |  | GENERAL ELECTRIC CO. | 1P3-E002
SJG-I | 5999282618 |  | 03-02-37-17 | 1 | EA | BOARD, CIRCUIT, PRINTED, ANALOG ISOLN, GE 1PC1-B001 | IR07-0569 |  |  | GENERAL ELECTRIC CO. | 1PC1-B001
SJG-I | 5999282634 |  | 03-02-37-17 | 1 | EA | BOARD, CIRCUIT, PRINTED, AUX RLY, 125/24 V, GENERAL ELECTRIC, 1PC2-A005 | IR07-0571 |  |  | GENERAL ELECTRIC CO. | 1PC2-A005
SJG-I | 5999282600 |  | 03-02-37-17 | 1 | EA | BOARD, CIRCUIT, PRINTED, CNTRL VLV POSN, GE 1PC1-A002 | IR07-0568 |  |  | GENERAL ELECTRIC CO. | 1PC1-A002
SJG-I | 5999282717 |  | 03-02-37-17 | 1 | EA | BOARD, CIRCUIT, PRINTED, EARLY VALVE ACTIVATION, GENERAL ELECTRIC COMPANY, 1PU1-C001 | IR07-0574 |  |  | GENERAL ELECTRIC CO. | 1PU1-C001
SJG-I | 5999282766 |  | 03-02-37-17 | 1 | EA | BOARD, CIRCUIT, PRINTED, GENERAL ELECTRIC COMPANY, 1TB1-B406 | IR07-0577 |  |  | GENERAL ELECTRIC CO. | 1TB1-B406
SJG-I | 5999282774 |  | 03-02-37-17 | 1 | EA | BOARD, CIRCUIT, PRINTED, GENERAL ELECTRIC COMPANY, 1TB2-E401 | IR07-0578 |  |  | GENERAL ELECTRIC CO. | 1TB2-E401
SJG-I | 5999283145 |  | 03-02-37-17 | 1 | EA | BOARD, CIRCUIT, PRINTED, GENERAL ELECTRIC COMPANY, 1TB2-G402 | IR07-0579 |  |  | GENERAL ELECTRIC CO. | 1TB2-G402
SJG-I | 5999283178 |  | 03-02-37-17 | 1 | EA | BOARD, CIRCUIT, PRINTED, GENERAL ELECTRIC COMPANY, 1TB2-G405 | IR07-0580 |  |  | GENERAL ELECTRIC CO. | 1TB2-G405
SJG-I | 5999282659 |  | 03-02-37-17 | 1 | EA | BOARD, CIRCUIT, PRINTED, REMOTE OPER AUX RLY, 125V, 1PC2R003 | IR07-0572 |  |  | GENERAL ELECTRIC CO. | 1PC2R003
SJG-I | 5999282667 |  | 03-02-37-17 | 1 | EA | BOARD, CIRCUIT, PRINTED, REMOTE OPER AUX RLY, 24V, 1PC2R005 | IR07-0573 |  |  | GENERAL ELECTRIC CO. | 1PC2-R005
SJG-I | 5999282725 |  | 03-02-37-17 | 1 | EA | BOARD, CIRCUIT, PRINTED, VAGE COMPARATOR, GENERAL ELECTRIC COMPANY, 1PU3-A002 | IR07-0575 |  |  | GENERAL ELECTRIC CO. | 1PU3-A002
SJG-I | 5999282733 |  | 03-02-37-17 | 1 | EA | BOARD, CIRCUIT, PRINTED, VAGE COMPARATOR, GENERAL ELECTRIC COMPANY, 1PU3-A005 | IR07-0576 |  |  | GENERAL ELECTRIC CO. | 1PU3-A005
SJG-I | 5999282576 |  | 03-02-37-17 | 1 | EA | BOARD, CIRCUIT, PRINTED, VAGE SENSR, 22 V, GENERAL ELECTRIC, 1P3-E004 | IR07-0566 |  |  | GENERAL ELECTRIC CO. | 1P3-E004
SJG-I | 5999282584 |  | 03-02-37-17 | 1 | EA | BOARD, CIRCUIT, PRINTED, VAGE SENSR, 24V, GENERAL ELECTRIC, 1P3-E006 | IR07-0567 |  |  | GENERAL ELECTRIC CO. | 1P3-E006
SJG-I | 5999269862 |  | 03-02-37-18 | 1 | EA | BOARD, CIRCUIT, PRINTED, 60 HZ, GENERAL ELECTRIC CO 1S1-D003 | IR07-0514 |  |  | GENERAL ELECTRIC CO. | 1S1-D003
SJG-I | 5999270373 |  | 03-02-37-18 | 1 | EA | BOARD, CIRCUIT, PRINTED, AMPL, GENERAL ELECTRIC CO 1L1-F003 | IR07-0520 |  |  | GENERAL ELECTRIC CO. | 1L1-F003
SJG-I | 5999270233 |  | 03-02-37-18 | 1 | EA | BOARD, CIRCUIT, PRINTED, AMPL/CNTRL VLV, GE CO 1L1-E001 | IR07-0518 |  |  | GENERAL ELECTRIC CO. | 1L1-E001
SJG-I | 5999269730 |  | 03-02-37-18 | 1 | EA | BOARD, CIRCUIT, PRINTED, AMPL/CNTRL VLV, GE CO 1L1-E002 | IR07-0510 |  |  | GENERAL ELECTRIC CO. | 1L1-E002
SJG-I | 5999269821 |  | 03-02-37-18 | 1 | EA | BOARD, CIRCUIT, PRINTED, ANALOG/LOGIC, GE CO 1L3-E001 | IR07-0513 |  |  | GENERAL ELECTRIC CO. | 1L3-E001
SJG-I | 5999269912 |  | 03-02-37-18 | 1 | EA | BOARD, CIRCUIT, PRINTED, AUX RLY, 24 V, GE CO 1PC2-A003 | IR07-0515 |  |  | GENERAL ELECTRIC CO. | 1PC2-A003
SJG-I | 5999269623 |  | 03-02-37-18 | 1 | EA | BOARD, CIRCUIT, PRINTED, EARLY ACTUATION LOGIC, GE 1PU2-B001 | IR07-0507 |  |  | GENERAL ELECTRIC CO. | 1PU2-B001
SJG-I | 5999270357 |  | 03-02-37-18 | 1 | EA | BOARD, CIRCUIT, PRINTED, GENERAL ELECTRIC COMPANY, 1L1-B002 | IR07-0519 |  |  | GENERAL ELECTRIC CO. | 1L1-B002
SJG-I | 5999269391 |  | 03-02-37-18 | 1 | EA | BOARD, CIRCUIT, PRINTED, LD RATE SET LIMIT LOGIC, GE 1L2-E00 | IR07-0506 |  |  | GENERAL ELECTRIC CO. | 1L2-E001
SJG-I | 5999270050 |  | 03-02-37-18 | 1 | EA | BOARD, CIRCUIT, PRINTED, LD SET IND, GE CO 1PC1-C001 | IR07-0517 |  |  | GENERAL ELECTRIC CO. | 1PC1-C001
SJG-I | 5999269698 |  | 03-02-37-18 | 1 | EA | BOARD, CIRCUIT, PRINTED, LOGIC, GENERAL ELECTRIC 1XT2-A002 | IR07-0508 |  |  | GENERAL ELECTRIC CO. | 1XT2-A002
SJG-I | 5999269789 |  | 03-02-37-18 | 1 | EA | BOARD, CIRCUIT, PRINTED, MTR POSTION INDICATING, GE 1L1-K001 | IR07-0512 |  |  | GENERAL ELECTRIC CO. | 1L1-K001
SJG-I | 5999270019 |  | 03-02-37-18 | 2 | EA | BOARD, CIRCUIT, PRINTED, RATE SELCTR, GE CO 1L2-F001 | IR07-0516 |  |  | GENERAL ELECTRIC CO. | 1L2-F001
SJG-I | 5999269706 |  | 03-02-37-18 | 1 | EA | BOARD, CIRCUIT, PRINTED, REMOTE OPERATION INTERFAC GE 1PC2-D001 | IR07-0509 |  |  | GENERAL ELECTRIC CO. | 1PC2-D001
SJG-I | 5999272221 |  | 03-02-38-03 | 2 | EA | BOARD, CIRCUIT, PRINTED 35 PIN FORNEY INTERNTNL C27047-01 | IR07-0673 |  |  | FORNEY CORPORATION | CMF-35A1
SJG-I | 5999272940 |  | 03-02-38-03 | 3 | EA | BOARD, CIRCUIT, PRINTED 35 PIN FORNEY INTERNTNL C28433-01 | IR07-0675 |  |  | FORNEY CORPORATION | C28433-01
SJG-I | 5999273096 |  | 03-02-38-03 | 6 | EA | BOARD, CIRCUIT, PRINTED 35 PIN FORNEY INTERNTNL C28703-01 | IR07-0679 |  |  | FORNEY CORPORATION | C28703-01
SJG-I | 5999273369 |  | 03-02-38-03 | 7 | EA | BOARD, CIRCUIT, PRINTED 35 PIN FORNEY INTERNTNL C31410-01 | IR07-0680 |  |  | FORNEY CORPORATION | C31410-01
SJG-I | 5999269458 |  | 03-02-38-03 | 2 | EA | BOARD, CIRCUIT, PRINTED 35 PIN FORNEY INTERNTNL C31413-01 | IR07-0672 |  |  | FORNEY CORPORATION | C31413-01
SJG-I | 5999272775 |  | 03-02-38-03 | 6 | EA | BOARD, CIRCUIT, PRINTED 35 PIN FORNEY INTERNTNL C37327-01 | IR07-0678 |  |  | FORNEY CORPORATION | C37327-01
SJG-I | 5999274755 |  | 03-02-38-03 | 4 | EA | BOARD, CIRCUIT, PRINTED 35 PIN FORNEY INTERNTNLC27270-01 | IR07-0677 |  |  | FORNEY CORPORATION | C27270-01
SJG-I | 5999281818 |  | 03-02-38-03 | 3 | EA | BOARD, CIRCUIT, PRINTED ASSY/INPUT, FORNEY INTERNT33927401 | IR07-0676 |  |  | FORNEY CORP | C-39202-01
SJG-I | 5999273054 |  | 03-02-38-03 | 1 | EA | BOARD, CIRCUIT, PRINTED, FORNEY INTERNATIONAL C35848-01 | IR07-0670 |  |  | FORNEY CORPORATION | C35847-01
SJG-I | 5945248705 |  | 03-02-38-03 | 2 | EA | RELAY, CONTROL, GENL PURP, 24-28 DC V, 250 OHM, 1 NO 1 NC, P | IR07-0674 |  |  | BAILEY CONTROLS COMP | 6615661-A14
SJG-I | 5945243227 |  | 03-02-38-03 | 1 | EA | RELAY, CONTROL, INDUSTRIAL, 300 V, 24-28 VDC, 10 A, 250 OHM, | IR07-0671 |  |  | BAILEY CONTROLS COMP | 6615661A14
SJG-I | 5999268054 |  | 03-02-38-05 | 4 | EA | MODULE, FUNCTION GENERATOR, WU: BAILEY METER MODEL 820 | IR07-0627 |  |  | BAILEY CONTROLS COMP | 6624665A1
SJG-I | 5310160147 |  | 03-02-38-05 | 25 | EA | NUT, HEX, JAM/LOCKING, 5/8", CS, 11 TPI, 70210CP GR, WESTING | IR07-0633 |  |  | WESTINGHOUSE ELEC | 70210CPA1J
SJG-I | 5330209932 |  | 03-02-38-05 | 29 | EA | O-RING, 018, 3/4"ID, 7/8"OD, 1/16"THK, BUNA-N, WEST 71070CP0 | IR07-0634 |  |  | WESTINGHOUSE ELEC | 71070CP018
SJG-I | 5999268575 |  | 03-02-38-09 | 2 | EA | MODULE, AUCTIONEER/3-INPUT, BAILEY CONTROLS 6624543G2 | IR07-0617 |  |  | BAILEY CONTROLS COMP | 6624543G2
SJG-I | 5999274011 |  | 03-02-38-09 | 6 | EA | MODULE, CURRENT BUFR, BAILEY CONTROLS COMPANY, 6628999A1 | IR07-0609 |  |  | BAILEY CONTROLS COMP | 6628999A1
SJG-I | 5999270159 |  | 03-02-38-09 | 7 | EA | MODULE, MULTIPLIER, BAILEY CONTROLS COMPANY, 6624080M2 | IR07-0616 |  |  | BAILEY CONTROLS COMP | 6624080M2
SJG-I | 5999274417 |  | 03-02-38-09 | 2 | EA | MODULE, MULTIPLIER/SPLIT, BAILEY CONTROLS COMPANY, 6624080T1 | IR07-0618 | IR97-0435 |  | BAILEY CONTROLS COMP | 6624080M1
SJG-I | 5999272049 |  | 03-02-38-09 | 3 | EA | MODULE, SIGNAL FOLLOW, BAILEY CONTROLS COMPANY, 6624200G1 | IR07-0607 |  |  | BAILEY CONTROLS COMP | 6624200G1
SJG-I | 5999268203 |  | 03-02-38-09 | 6 | EA | MODULE, SIGNAL GEN, BAILEY CONTROLS COMPANY, 6623835F3 | IR07-0606 |  |  | BAILEY CONTROLS COMP | 6623835F3
SJG-I | 5999269532 |  | 03-02-38-09 | 5 | EA | MODULE, SQ ROOT EXTRACTOR, BAILEY CONTROLS CO, 6624505E1 | IR07-0615 |  |  | BAILEY CONTROLS COMP | 6624505E1
SJG-I | 5999272593 |  | 03-02-38-09 | 4 | EA | MODULE, TD/TRANSFER RLY, BAILEY CONTROLS COMPANY, 6623840F2 | IR07-0608 |  |  | BAILEY CONTROLS COMP | 6623840F2
SJG-I | 5999268419 |  | 03-02-38-09 | 1 | EA | MODULE, TRANSFER RLY, BAILEY CONTROLS COMPANY, 6632875A1 | IR07-0614 |  |  | BAILEY CONTROLS COMP | 6632875A1
SJG-I | 5999269342 |  | 03-02-38-10 | 2 | EA | BOARD, CIRCUIT, PRINTED 35 PIN FORNEY INTERNTNL C28470-01 | IR07-0640 |  |  | FORNEY CORPORATION | C28470-01
SJG-I | 5999285538 |  | 03-02-38-10 | 1 | EA | BOARD, CIRCUIT, PRINTED, FORNEY INTERNTNL, INC, C-303164-01 | IR07-0638 |  |  | FORNEY CORPORATION | AND-35B1
SJG-I | 5999279226 |  | 03-02-38-10 | 4 | EA | BOARD, TERMINAL, 480V, WESTINGHOUSE ELEC COR 449D707H01 | IR07-0642 |  |  | WESTINGHOUSE ELEC | 449D707H01
SJG-I | 5962251483 |  | 03-02-38-10 | 25 | EA | CIRCUIT, INTEGRATED, FORNEY INTERNATIONAL, INC, 301CJ | IR07-0645 |  |  | GTE SYLVANIA, ELECTR | ECG-9301
SJG-I | 5962251475 |  | 03-02-38-10 | 35 | EA | CIRCUIT, INTEGRATED, FORNEY INTERNATIONAL, INC, 335CJ | IR07-0646 |  |  | GTE SYLVANIA, ELEC | ECG-9335
SJG-I | 5962252127 |  | 03-02-38-10 | 50 | EA | CIRCUIT, INTEGRATED, FORNEY INTERNATIONAL, INC, X-70766-00 | IR07-0647 |  |  | GTE SYLVANIA, ELECTR | ECG 9322
SJG-I | 5999274961 |  | 03-02-38-10 | 1 | EA | MODULE, RCVR, BAILEY CONTROLS COMPANY, 6631125J1 | IR07-0639 |  |  | BAILEY CONTROLS COMP | 6631125J1
SJG-I | 5999277352 |  | 03-02-38-10 | 1 | EA | POWERSUPPLY, FORNEY INTERNATIONAL, INC, 26787-01 | IR07-0637 |  |  | FORNEY CORP | 26787-01
SJG-I | 5945243359 |  | 03-02-38-10 | 10 | EA | RELAY, 110 VDC, 10 A, 3PDT, IDEZ SYSTEM CONTROLS, RR3B- | IR07-0644 |  |  | BAILEY CONTROLS COMP | 1943447A6
SJG-I | 5945244738 |  | 03-02-38-10 | 2 | EA | RELAY, 24 VDC, BAILEY CONTROLS COMPANY, 1943447B1 | IR07-0641 |  |  | BAILEY CONTROLS CO | 1943447B1
SJG-I | 5945244993 |  | 03-02-38-10 | 6 | EA | RELAY, CONTROL, 24-28 DC V, 10 A, 250 OHM, 2 NO, PLG-IN | IR07-0643 |  |  | BAILEY CONTROLS COMP | 6615661A17
SJG-I | 5999267676 |  | 03-02-38-12 | 2 | EA | BOARD, CIRCUIT, PRINTED, 35 PIN, FORNEY INTERNATIONAL, INC, | IR07-0589 |  |  | FORNEY CORPORATION | BUFF-35A1
SJG-I | 5999272957 |  | 03-02-38-12 | 2 | EA | BOARD, CIRCUIT, PRINTED, CV POSN CNTRL, GE 1F1-B003 | IR07-0597 |  |  | GENERAL ELECTRIC COM | 1F1-B003
SJG-I | 5999274458 |  | 03-02-38-12 | 2 | EA | BOARD, CIRCUIT, PRINTED, GENERAL ELECTRIC COMPANY, 1F1-D001 | IR07-0600 |  |  | GENERAL ELECTRIC COM | 1F1-D001
SJG-I | 5999274607 |  | 03-02-38-12 | 2 | EA | BOARD, CIRCUIT, PRINTED, GENERAL ELECTRIC COMPANY, 1L3-F301 | IR07-0601 |  |  | GENERAL ELECTRIC COM | 1L3-F301
SJG-I | 5999271595 |  | 03-02-38-12 | 2 | EA | BOARD, CIRCUIT, PRINTED, GENERAL ELECTRIC COMPANY, 1S2-B001 | IR07-0596 |  |  | GENERAL ELECTRIC COM | 1S2-B001
SJG-I | 5999269169 |  | 03-02-38-12 | 2 | EA | BOARD, CIRCUIT, PRINTED, LOGIC, GE 1L2-C002 | IR07-0592 |  |  | GENERAL ELECTRIC CO. | 1L2-C002
SJG-I | 5999270423 |  | 03-02-38-12 | 4 | EA | BOARD, CIRCUIT, PRINTED, LOGIC, GE 1L2-F101 | IR07-0594 |  |  | GENERAL ELECTRIC CO. | 1L2-F101
SJG-I | 5999273765 |  | 03-02-38-12 | 2 | EA | BOARD, CIRCUIT, PRINTED, MSV POSN CNTRL, GE 1F1-A002 | IR07-0598 |  |  | GENERAL ELECTRIC COM | 1F1-A002
SJG-I | 5999273906 |  | 03-02-38-12 | 2 | EA | BOARD, CIRCUIT, PRINTED, PRES SENSR, GENERAL ELECTRIC COMPANY, 1PU1-A001 | IR07-0599 |  |  | GENERAL ELECTRIC COM | 1PU1-A001
SJG-I | 5999268468 |  | 03-02-38-12 | 2 | EA | BOARD, CIRCUIT, PRINTED, VAGE COMPARATOR, GENERAL ELECTRIC C | 5999268468 |  |  | GENERAL ELECTRIC CO. | 1L3-A001
SJG-I | 5999280174 |  | 03-02-38-12 | 3 | EA | MODULE, OVERVAGE PROTECTION, 6-20 VDC, BAILEY CON | IR07-0602 |  |  | BAILEY CONTROLS COMP | 1945111A1
SJG-I | 5945243946 |  | 03-02-38-12 | 1 | EA | RELAY, AC POWER SUPPLY, GEN ELEC CO, HGS-1009 | 5945243946 |  |  | GENERAL ELECTRIC CO. | HGS-1009
SJG-I | 5945244688 |  | 03-02-38-12 | 1 | EA | RELAY, BSTR, BAILEY CONTROLS COMPANY, 5316500A1 | IR07-0588 |  |  | BAILEY CONTROLS COMP | 5316500A1
SJG-I | 5945245719 |  | 03-02-38-12 | 4 | EA | RELAY, CONTROL, 24 V, 301 OHM, ABB POWER TRANSMISSIONS, | 5945245719 |  |  | ABB POWER TRANSMISSI | RK-221-052-AD
SJG-I | 5945243375 |  | 03-02-38-12 | 2 | EA | RELAY, CONTROL, BSTR, BAILEY CONTROLS COMPANY, 258178A1 | IR07-0587 |  |  | BAILEY CONTROLS COMP | 258178A1
SJG-I | 5999268153 |  | 03-02-38-13 | 1 | EA | BOARD, CIRCUIT, PRINTED, AMPL, GENERAL ELECTRIC COMPANY, 1L1 | IR07-0498 |  |  | GENERAL ELECTRIC CO. | 1L1-G001
SJG-I | 5962253331 |  | 03-02-38-13 | 1 | EA | BOARD, CIRCUIT, PRINTED, AMPL, LEEDS & NORTHRUP, 055867 | IR07-0494 | IR97-0034 |  | LEEDS & NORTHRUP | 030663
SJG-I | 5999268559 |  | 03-02-38-13 | 1 | EA | BOARD, CIRCUIT, PRINTED, ARC CNTRL, GENERAL ELECTRIC COMPANY | IR07-0501 |  |  | GENERAL ELECTRIC CO. | 1SB1-A001
SJG-I | 5999268682 |  | 03-02-38-13 | 1 | EA | BOARD, CIRCUIT, PRINTED, CNTRL/ANALOG TO LOGIC, GE 1SB3-C001 | IR07-0502 |  |  | GENERAL ELECTRIC CO. | 1SB3-C001
SJG-I | 5999268120 |  | 03-02-38-13 | 1 | EA | BOARD, CIRCUIT, PRINTED, CNVRTR/FREQ TO VAGE, GENERAL ELECTR | IR07-0497 |  |  | GENERAL ELECTRIC CO. | 1S1-A401
SJG-I | 5999268914 |  | 03-02-38-13 | 1 | EA | BOARD, CIRCUIT, PRINTED, GENERAL ELECTRIC COMPANY, 1F1-D002 | IR07-0505 |  |  | GENERAL ELECTRIC CO. | 1F1-D002
SJG-I | 5999268724 |  | 03-02-38-13 | 1 | EA | BOARD, CIRCUIT, PRINTED, GENERAL ELECTRIC COMPANY, 1L2-A001 | IR07-0503 |  |  | GENERAL ELECTRIC CO. | 1L2-A001
SJG-I | 5999267783 |  | 03-02-38-13 | 1 | EA | BOARD, CIRCUIT, PRINTED, GENERAL ELECTRIC COMPANY, 1P1-M001 | IR07-0495 |  |  | GENERAL ELECTRIC CO. | 1P1-M001
SJG-I | 5999282550 |  | 03-02-38-13 | 1 | EA | BOARD, CIRCUIT, PRINTED, GENERAL ELECTRIC COMPANY, 1P3-D001 | IR07-0493 |  |  | GENERAL ELECTRIC CO. | 1P3-D001
SJG-I | 5999268757 |  | 03-02-38-13 | 1 | EA | BOARD, CIRCUIT, PRINTED, GENERAL ELECTRIC COMPANY, 1S1-D002 | IR07-0504 |  |  | GENERAL ELECTRIC CO. | 1S1-D002
SJG-I | 5999267825 |  | 03-02-38-13 | 1 | EA | BOARD, CIRCUIT, PRINTED, GENERAL ELECTRIC COMPANY, 1TM1-A001 | IR07-0496 |  |  | GENERAL ELECTRIC CO. | 1TM1-A001
SJG-I | 5999270407 |  | 03-02-38-13 | 1 | EA | BOARD, CIRCUIT, PRINTED, HIT DETECTION/1ST, GE 1TM2-F001 | IR07-0521 |  |  | GENERAL ELECTRIC COM | 1TM2-F001
SJG-I | 5999271116 |  | 03-02-38-13 | 1 | EA | BOARD, CIRCUIT, PRINTED, MECH ELECTROTRIP TEST, GE 1TM2-B001 | IR07-0524 |  |  | GENERAL ELECTRIC COM | 1TM2-B001
SJG-I | 5999268237 |  | 03-02-38-13 | 1 | EA | BOARD, CIRCUIT, PRINTED, OVERSPEED TRIP TEST, GENERAL ELECTRIC COMPANY, 1TM2-D001 | IR07-0499 |  |  | GENERAL ELECTRIC CO. | 1TM2-D001
SJG-I | 5999268526 |  | 03-02-38-13 | 1 | EA | BOARD, CIRCUIT, PRINTED, PWR LD, GENERAL ELEC CO 1PU1-B102 | IR07-0500 |  |  | GENERAL ELECTRIC CO. | 1PU1-B102
SJG-I | 5999273252 |  | 03-02-38-13 | 1 | EA | BOARD, PC ANALOG TO LOGIC GENERAL ELECTRIC 1L3-D001 | IR07-0492 |  |  | GENERAL ELECTRIC CO. | 1L3-D001
SJG-I | 5999271975 |  | 03-02-38-13 | 1 | EA | BOARD, PC PWR LD UNBALANCE GENERAL ELECTRIC CO 1PU1-B001 | IR07-0491 |  |  | GENERAL ELECTRIC CO | 1PU1-B001
SJG-I | 5999282337 |  | 03-02-38-17 | 1 | EA | BOARD, CIRCUIT, PRINTED, AIR FLOW SW, GENERAL ELECTRIC COMPA | IR07-0548 |  |  | GENERAL ELECTRIC CO. | 1HX2-B101
SJG-I | 5999282345 |  | 03-02-38-17 | 1 | EA | BOARD, CIRCUIT, PRINTED, AMPL/CNTRL VLV, GENERAL ELECTRIC CO | IR07-0549 |  |  | GENERAL ELECTRIC CO. | 1L1-E011
SJG-I | 5999272056 |  | 03-02-38-17 | 1 | EA | BOARD, CIRCUIT, PRINTED, ANALOG TO LOGIC, GE 1L3-C001 | IR07-0528 |  |  | GENERAL ELECTRIC CO. | 1L3-C001
SJG-I | 5999270712 |  | 03-02-38-17 | 1 | EA | BOARD, CIRCUIT, PRINTED, ANALOG TO LOGIC, GE 1PU3-B001 | IR07-0522 |  |  | GENERAL ELECTRIC COM | 1PU3-B001
SJG-I | 5999273344 |  | 03-02-38-17 | 1 | EA | BOARD, CIRCUIT, PRINTED, ANALOG TO LOGIC, GE 1XS3-B001 | IR07-0534 |  |  | GENERAL ELECTRIC CO. | 1XS3-B001
SJG-I | 5999274722 |  | 03-02-38-17 | 1 | EA | BOARD, CIRCUIT, PRINTED, ANALOG TO LOGIC, GENERAL ELECTRIC C | IR07-0542 |  |  | GENERAL ELECTRIC CO. | 1L3-B001
SJG-I | 5999270753 |  | 03-02-38-17 | 1 | EA | BOARD, CIRCUIT, PRINTED, AUX RLY, GE CO 1PC2-A004 | IR07-0523 |  |  | GENERAL ELECTRIC COM | 1PC2-A004
SJG-I | 5999274748 |  | 03-02-38-17 | 1 | EA | BOARD, CIRCUIT, PRINTED, CNTRL VLV STANDBY, GENERAL ELECTRIC, 1SB1-B001 | IR07-0543 |  |  | GENERAL ELECTRIC CO. | 1SB1-B001
SJG-I | 5999272262 |  | 03-02-38-17 | 1 | EA | BOARD, CIRCUIT, PRINTED, CNTRL VLV TEST, GE 1L2-B002 | IR07-0529 |  |  | GENERAL ELECTRIC CO. | 1L2-B002
SJG-I | 5999282352 |  | 03-02-38-17 | 1 | EA | BOARD, CIRCUIT, PRINTED, CNTRL VLV TEST, GENERAL ELECTRIC CO, 1L1-E012 | IR07-0550 |  |  | GENERAL ELECTRIC CO | 1L1-E012
SJG-I | 5999274664 |  | 03-02-38-17 | 1 | EA | BOARD, CIRCUIT, PRINTED, CNTRL/SPEED, GE 1S1-C001 | IR07-0540 |  |  | GENERAL ELECTRIC CO. | 1S1-C001
SJG-I | 5999282311 |  | 03-02-38-17 | 1 | EA | BOARD, CIRCUIT, PRINTED, COMBINED VLV LOGIC, GENERAL ELECTRI | IR07-0546 |  |  | GENERAL ELECTRIC CO. | 1F2-D002
SJG-I | 5999273351 |  | 03-02-38-17 | 1 | EA | BOARD, CIRCUIT, PRINTED, CV LOGIC, GE 1F2 B001 | IR07-0535 |  |  | GENERAL ELECTRIC CO. | 1F2 B001
SJG-I | 5999273104 |  | 03-02-38-17 | 1 | EA | BOARD, CIRCUIT, PRINTED, GENERAL ELECTRIC COMPANY, 1F1-C001 | IR07-0533 |  |  | GENERAL ELECTRIC CO. | 1F1-C001
SJG-I | 5999282329 |  | 03-02-38-17 | 1 | EA | BOARD, CIRCUIT, PRINTED, GENERAL ELECTRIC COMPANY, 1F2-D201 | IR07-0547 |  |  | GENERAL ELECTRIC CO. | 1F2-D201
SJG-I | 5999272858 |  | 03-02-38-17 | 1 | EA | BOARD, CIRCUIT, PRINTED, GENERAL ELECTRIC COMPANY, 1L1-A001 | IR07-0532 |  |  | GENERAL ELECTRIC CO. | 1L1-A001
SJG-I | 5999271280 |  | 03-02-38-17 | 1 | EA | BOARD, CIRCUIT, PRINTED, GENERAL ELECTRIC COMPANY, 1L2-B001 | IR07-0526 |  |  | GENERAL ELECTRIC CO. | 1L2-B001
SJG-I | 5999273898 |  | 03-02-38-17 | 1 | EA | BOARD, CIRCUIT, PRINTED, GENERAL ELECTRIC COMPANY, 1TM1-B001 | IR07-0538 |  |  | GENERAL ELECTRIC CO. | 1TM1-B001
SJG-I | 5999273823 |  | 03-02-38-17 | 1 | EA | BOARD, CIRCUIT, PRINTED, GENERAL ELECTRIC COMPANY, 1TM2-C001 | IR07-0537 |  |  | GENERAL ELECTRIC CO. | 1TM2-C001
SJG-I | 5999273807 |  | 03-02-38-17 | 1 | EA | BOARD, CIRCUIT, PRINTED, LD PRES LIMIT, GE 1L2-D001 | IR07-0536 |  |  | GENERAL ELECTRIC CO. | 1L2-D001
SJG-I | 5999274326 |  | 03-02-38-17 | 1 | EA | BOARD, CIRCUIT, PRINTED, MSV LOGIC, GE 1F2-A001 | IR07-0539 |  |  | GENERAL ELECTRIC CO. | 1F2-A001
SJG-I | 5999271215 |  | 03-02-38-17 | 1 | EA | BOARD, CIRCUIT, PRINTED, SPEED CONTROL LOGIC, GE 1S2-A001 | IR07-0525 |  |  | GENERAL ELECTRIC CO. | 1S2-A001
SJG-I | 5999271363 |  | 03-02-38-17 | 1 | EA | BOARD, CIRCUIT, PRINTED, STANDBY CONTROL LOGIC, GE 1SB2-A001 | IR07-0527 |  |  | GENERAL ELECTRIC CO. | 1SB2-A001
SJG-I | 5999275075 |  | 03-02-38-17 | 1 | EA | BOARD, CIRCUIT, PRINTED, UNBALANCE LOGIC, GENERAL ELECTRIC CO, 1PU2-A001 | IR07-0545 |  |  | GENERAL ELECTRIC CO. | 1PU2-A001
SJG-I | 5999274698 |  | 03-02-38-17 | 1 | EA | BOARD, CIRCUIT, PRINTED, VAGE COMPARATOR, GENERAL ELECTRIC COMPANY, 1L3-A013 | IR07-0541 |  |  | GENERAL ELECTRIC CO. | 1L3-A013
SJG-I | 5999274854 |  | 03-02-38-17 | 1 | EA | BOARD, CIRCUIT, PRINTED, VAGE SENSR, 125 DC V, GENERAL ELECTRIC COMPANY, 1P3-E007 | IR07-0544 |  |  | GENERAL ELECTRIC CO. | 1P3-E007
SJG-I | 5999272338 |  | 03-02-38-17 | 1 | EA | BOARD, CIRCUIT, PRINTED, VAGE SENSR, 22 DC V, GENERAL ELECTRIC, 1P3-E003 | IR07-0530 |  |  | GENERAL ELECTRIC CO. | 1P3-E003
SJG-I | 5999272791 |  | 03-02-38-17 | 1 | EA | BOARD, PC, LD RATE SET LIMIT LOGIC, GE 115D2281G0002 | IR07-0531 |  |  | GENERAL ELECTRIC CO. | 115D2281G0002
SJG-I | 6680344683 |  | 03-02-38-17 | 4 | EA | PROBE, VIBRATION, SEISMO, BENTLY NEVADA, 16699-10-05-03 | IR07-0490 |  |  | BENTLY NEVADA CORPOR | 16699-10-05-03
SJG-I | 5999269300 |  | 03-02-38-19 | 1 | EA | BOARD, CIRCUIT, PRINTED, DIFFERENTIAL EXP, GE, 1589K33G702 | IR07-0457 |  |  | GENERAL ELECTRIC CO. | 1589K33G702
SJG-I | 5999267932 |  | 03-02-38-19 | 2 | EA | BOARD, CIRCUIT, PRINTED, SHELL EXPANSION, GENERAL ELECTRIC COMPANY, | 5999267932 |  |  | GE ENERGY SERVICES | 1589K41G704
SJG-I | 5999268039 |  | 03-02-38-19 | 1 | EA | BOARD, PC AC AMPL GENERAL ELECTRIC CO 1589K27G700 | IR07-0456 |  |  | GENERAL ELECTRIC COM | 1589K27G700
SJG-I | 5999274383 |  | 03-02-38-19 | 1 | EA | BOARD, PC CONTROL VALVE POSITION, GENERAL ELECTRIC CO 1572K16G701 | IR07-0463 |  |  | GENERAL ELECTRIC COM | 1572K16G701
SJG-I | 5999271835 |  | 03-02-38-19 | 2 | EA | BOARD, PC DIFFERENTIAL EXP, GENERAL ELECTRIC CO 1589K29G701 | IR07-0461 |  |  | GENERAL ELECTRIC COM | 1589K29G701
SJG-I | 5999274474 |  | 03-02-38-19 | 1 | EA | BOARD, PC GENERAL ELECTRIC COMPANY 0485L175G0011 | IR07-0452 |  |  | GENERAL ELECTRIC COM | 0485L175G0011
SJG-I | 5999269375 |  | 03-02-38-19 | 1 | EA | BOARD, PC GENERAL ELECTRIC COMPANY, 1572K17G700 | IR07-0458 |  |  | GENERAL ELECTRIC COM | 1572K17G700
SJG-I | 5999271769 |  | 03-02-38-19 | 1 | EA | BOARD, PC GENERAL ELECTRIC COMPANY, 1589K29G700 | IR07-0460 |  |  | GENERAL ELECTRIC COM | 1589K29G700
SJG-I | 5999270993 |  | 03-02-38-19 | 1 | EA | BOARD, PC SPEED GENERAL ELECTRIC COMPANY 1579K43G701 | IR07-0453 |  |  | GENERAL ELECTRIC COM | 1579K43G701
SJG-I | 5999273260 |  | 03-02-38-19 | 1 | EA | BOARD, PC SPEED AMPL GENERAL ELECTRIC CO 3S7700PB100B1 | IR07-0462 |  |  | GENERAL ELECTRIC COM | 3S7700PB100B1
SJG-I | 5999270894 |  | 03-02-38-19 | 1 | EA | BOARD, PC TRIP GENERAL ELECTRIC COMPANY, 1589K42G700 | IR07-0459 |  |  | GENERAL ELECTRIC COM | 1589K42G700
SJG-I | 5950248061 |  | 03-02-38-19 | 1 | EA | COIL, DETECTOR, GENERAL ELECTRIC, 317997763 | IR07-0454 |  |  | GENERAL ELECTRIC CO. | 317997763
SJG-I | 4140001308 |  | 03-02-38-19 | 1 | EA | FAN, ELECTRICAL, COOLING, GENERAL ELECTRIC, U6029AAXP0001 | IR07-0451 |  |  | GENERAL ELECTRIC | U6029AAXP0001
SJG-I | 5945244464 |  | 03-02-38-19 | 1 | EA | RELAY, POWER, GENERAL ELECTRIC COMPANY, HGS-1066 | 5945244464 |  |  | GENERAL ELECTRIC CO. | HGS-1066
SJG-I | 5999268443 |  | 03-02-38-19 | 3 | EA | STATION, SETPOINT/TRANSFER, BAILEY CONTROLS COMPANY, TG20 | IR07-0464 |  |  | BAILEY CONTROLS COMP | TG20
SJG-I | 5999284374 |  | 03-02-39-10 | 1 | EA | BOARD, CIRCUIT, PRINTED, BENTLY NEVADA 729760303010101011 | IR07-0477 |  |  | BENTLY NEVADA CORP | 729760303010101011
SJG-I | 5999284382 |  | 03-02-39-10 | 1 | EA | BOARD, CIRCUIT, PRINTED, CASE EXP IND BENTLY NEVADA 72941-02 | IR07-0478 |  |  | BENTLY NEVADA CORP | 72941-02-02-01-01-15
SJG-I | 5999284390 |  | 03-02-39-10 | 1 | EA | BOARD, PC DIFFERENTIAL EXP BENTLY NEVADA 72646-06-02-01-0 | IR07-0479 |  |  | BENTLY NEVADA CORP | 72646-0602010201011
SJG-I | 5999284366 |  | 03-02-39-10 | 1 | EA | BOARD, PC DUAL THRUST POSNBENTLY NEVADA 72351100402010115 | IR07-0474 |  |  | BENTLY NEVADA CORP | 72351100402010115
SJG-I | 4010068064 |  | 03-02-39-10 | 1 | EA | CABLE, ASSEMBLY, EXT, 8 M L, BENTLY NEVADA, 21747-080-00 | IR07-0475 |  |  | BENTLY NEVADA CORPOR | 21747-080-00
SJG-I | 4010068072 |  | 03-02-39-10 | 1 | EA | CABLE, ASSEMBLY, EXT, 8 M L, BENTLY NEVADA, 24710-080-00 | IR07-0476 |  |  | BENTLY NEVADA CORPOR | 24710-080-00
SJG-I | 6625002214 |  | 03-02-39-10 | 2 | EA | PROBE, PROX, 5 MM DIA, BENTLY NEVADA 21504-00-20-10-02 | IR07-0487 |  |  | BENTLY NEVADA CORPOR | 21504-00-20-10-02
SJG-I | 6625002230 |  | 03-02-39-10 | 1 | EA | SENSOR, PROXIMITY, BENTLY NEVADA CORPORATION, 24654-02, WU:BENTLY NEVADA TSI SYS, PROBE 25MM, UNIT 2 | IR07-0482 |  |  | BENTLY NEVADA CORPOR | 24654-02
SJG-I | 6625002107 |  | 03-02-39-10 | 1 | EA | TRANSDUCER, PROXIMITY, 32 DEG D-149 DEG F, THDED, BENTLY NEVADA, 19049-02 | IR07-0481 |  |  | BENTLY NEVADA CORPOR | 19049-02
SJG-I | 6625002099 |  | 03-02-39-10 | 1 | EA | TRANSDUCER, PROXIMITY, BENTLY NEVADA, 18745-04 | IR07-0480 |  |  | BENTLY NEVADA COR | 18745-04
SJG-I | 5999270241 |  | 03-02-39-11 | 2 | EA | BOARD, PC VIBRATION GENERAL ELEC CO 3S7700PB103F1 | IR07-0466 |  |  | GENERAL ELECTRIC COM | 3S7700PB103F1
SJG-I | 6685367341 |  | 03-02-39-11 | 2 | EA | CABLE, ASSEMBLY, DETEC, GENERAL ELECTRIC COMPANY, 5794543G6 | IR07-0468 |  |  | GENERAL ELECTRIC COM | 5794543G6
SJG-I | 5920225942 |  | 03-02-39-11 | 10 | EA | FUSE, ONE-TIME CRTG SLO-BLOW 125V 5A GE CO 323A2396P54 | IR07-0471 |  |  | GENERAL ELECTRIC COM | 323A2396P54
SJG-I | 6680339980 |  | 03-02-39-11 | 2 | EA | HEAD, PROB/VIBRATION, GENERAL ELECTRIC COMPANY, 357700VB100A | IR07-0467 |  |  | GENERAL ELECTRIC CO. | 12942980001
SJG-I | 5999270498 |  | 03-02-39-11 | 2 | EA | MODULE, AUX RLY, 24 VDC, BAILEY CONTROLS COMPANY, 6624266C1 | IR07-0469 |  |  | BAILEY CONTROLS COMP | 6624266C1
SJG-I | 5999270803 |  | 03-02-39-11 | 1 | EA | MODULE, GATED SWES, BAILEY CONTROLS COMPANY, 6624280A1 | IR07-0465 |  |  | BAILEY CONTROLS COMP | 6624280A1
SJG-I | 6680338925 |  | 03-02-39-11 | 8 | EA | TIP, RIDER/VIBRATION, TIP, RIDER/VIBRATION, G, 0129Y298P0001 | IR07-0470 |  |  | TIP, RIDER/VIBRATION | 0129Y298P0001
SJG-I | 4720001561 |  | 03-02-39-23 | 17 | EA | HOSE, 1-1/2" W/POLY LINER, 50"L, ARROWHEAD, 300912155006 | IR12-0007 |  |  | ARROWHEAD PRODUCTS | 300912-15-200-6
SJG-I | 5975261396 |  | 03-02-39-24 | 495 | FT | CONDUIT, FLEXIBLE, 3/4", 100'L, STL, GENERAL ELEC, BY DESCRP | IR12-0008 |  |  | GENERAL ELECTRIC SUP | BY DESCRP
SJG-I | 3040056438 |  | 03-02-42-02 | 2 | EA | BUSHING, COUPLING, SPL TAPER, Q1, 1-7/8"BORE, 2-1/2"L, MALLEABLE IR, BROWNING MFG.DIV., EMERSO, Q1X1-7/8, WU:ASH SYSTEM, ROTARY UNLOADERS, U-1-4 | IR07-0276 |  |  | BROWNING MFG. DIV. E | Q1X1-7/8
SJG-I | 6210002066 |  | 03-02-42-02 | 2 | EA | FIXTURE, LIGHT, THROUGH FEED BODY, VAPOR TIGHT/GSKTED, CROUS | IR07-0257 |  |  | CONSOLIDATED ELECTRI | BY DESCRP
SJG-I | 6685364116 |  | 03-02-42-02 | 1 | EA | FLAPPER, FOXBORO COMPANY N0999MH | IR07-0263 |  |  | FOXBORO COMPANY | N0999MH
SJG-I | 6680340673 |  | 03-02-42-02 | 1 | EA | FLOAT, STEM/ASSY MAGNETROL INTERNATIONAL 32-5211-002 | IR07-0266 |  |  | MAGNETROL INTERNATIO | 32-5211-002
SJG-I | 5920227229 |  | 03-02-42-02 | 16 | EA | FUSE, 5A ROSEMOUNT ANALYTICAL 4257A58H07 | IR07-0262 |  |  | ROSEMOUNT ANALYTICAL | 4257A58H07
SJG-I | 5330187278 |  | 03-02-42-02 | 12 | EA | GASKET, 5"W, 5"L, NON-ASB, SQ, UCC, 408410 | IR07-0265 |  |  | HELMICK CORPORATION | SK-408410
SJG-I | 5330200113 |  | 03-02-42-02 | 4 | EA | GASKET, CSNG NON-ASB GOULDS PUMPS 6786816-5132 | IR07-0255 |  |  | GOULDS PUMPS, INC | 6786816-5132
SJG-I | 5330197855 |  | 03-02-42-02 | 4 | EA | GASKET, LOCKWSHR/IMPLR NON-ASB WORTHINGTON PUMP 390099-00 | IR07-0258 |  |  | WORTHINGTON PUMP COR | 390099-00
SJG-I | 5330226100 |  | 03-02-42-02 | 2 | EA | GASKET, OPERG NUT CAP SCR NON-ASB US PIPE & FOUNDRY H57 | IR07-0264 |  |  | UNITED STATES PIPE & | H57
SJG-I | 5330224204 |  | 03-02-42-02 | 2 | EA | GASKET, PUMP 6"ID 11"OD 1/16"THK NON-ASB RND LAWRENCE G-17 | IR07-0261 |  |  | LAWRENCE PUMPS INC | G-17
SJG-I | 5330224196 |  | 03-02-42-02 | 2 | EA | GASKET, PUMP 8"ID 13-1/2"OD 1/16"THK NON-ASB RND LAWREN G-16 | IR07-0260 |  |  | LAWRENCE PUMPS, INC. | G-16
SJG-I | 5330172627 |  | 03-02-42-02 | 1 | EA | GASKET, PUMP NON-ASB LAPMASTER INTL D2500-522-7354 | IR07-0259 |  |  | LAPMASTER INT'L A DI | D2500-522-7354
SJG-I | 6695392651 |  | 03-02-42-02 | 1 | EA | HEAD, PRINT, ASSY/WHL, 6 COLORS, HONEYWELL INC, 30679481506 | IR07-0378 |  |  | HONEYWELL, INC. | 30679481506
SJG-I | 6695394004 |  | 03-02-42-02 | 4 | EA | HEAD, PRINT, WHEEL, FOXBORO COMPANY, E9401EV, WU: STOCK FOR RCC RECORDER | IR07-0386 |  |  | FOXBORO | E9401EV
SJG-I | 4320085303 |  | 03-02-42-02 | 1 | EA | IMPELLER, PUMP 11-5/8"DIA 5VANES 1216LB GOULDS R100-537-1216 | IR07-0274 |  |  | GOULDS PUMPS, INC. | R100-537-1216
SJG-I | 6630323092 |  | 03-02-42-02 | 1 | EA | TUBE, ELECTRONIC, PHOTOMULTIPLIER, THERMO ELECTRON CORP, 542 | IR07-0374 |  |  | THERMO ELECTRON CORP | 5429
SJG-I | 6630323944 |  | 03-02-42-04 | 3 | EA | CONTROL, PHOTOELECTRIC, ASSY, HACH CHEMICAL COMPANY, IN, 462 | IR07-0316 |  |  | HACH COMPANY | BY DESCRP
SJG-I | 6625001265 |  | 03-02-42-04 | 1 | EA | CONTROL, PHOTOELECTRIC, PULSER, HYER INDUSTRIES INC., 68792 | IR07-0327 |  |  | HYER INDUSTRIES INC. | 68792
SJG-I | 6210002124 |  | 03-02-42-04 | 3 | EA | GLOBE, FIXTURE, VAPOR-GUARD, BLU, 150-200 WS, CROUSE HINDS C | IR07-0273 |  |  | BORDER STATES ELECTR | BY DESCRP
SJG-I | 6695395092 |  | 03-02-42-04 | 3 | EA | POINTER, INSTRUMENT RECORDER RED L & N 030874 | IR07-0319 |  |  | LEEDS & NORTHRUP | 030874
SJG-I | 6680343966 |  | 03-02-42-04 | 2 | EA | RECEPTACLE, PROB FLOW THRU SCKT TELEDYNE ANALYTCL B9729 | IR07-0339 |  |  | TELEDYNE ANALYTICAL | B9729
SJG-I | 6695392784 |  | 03-02-42-04 | 1 | EA | RECORDER, KIT, SUPPLY, LEEDS & NORTHRUP, 324043 | IR07-0331 |  |  | LEEDS & NORTHRUP | 324043
SJG-I | 5945243334 |  | 03-02-42-04 | 5 | EA | RELAY, CONTROL, MAG, 300 V, 120/110 V, 4 NC, 60/50 HZ, TERM | 5945243334 |  |  | ROSEMOUNT ANALYTICAL | BF44F
SJG-I | 5945248291 |  | 03-02-42-04 | 2 | EA | RELAY, POWER, ALARM, GOULD, INC., TF154-C-C-12V | IR07-0337 |  |  | GOULD, INC | TF154-C-C-12V
SJG-I | 5330198325 |  | 03-02-42-04 | 32 | EA | RETAINER, SHFT SEAL RAYMOND CONTROL SYSTEMS 22-69 | IR07-0333 |  |  | RAYMOND CONTROL SYS | 22-69
SJG-I | 4320087614 |  | 03-02-42-04 | 1 | EA | RING, WEAR BOWL GOULDS PUMPS INC B3282-4-1203 | IR07-0335 |  |  | GOULDS PUMPS, INC | B3282-4-1203
SJG-I | 6625002420 |  | 03-02-42-04 | 2 | EA | SWITCH, LIMIT PROXIMITOR 24V BENTLY NEVADA CORP 18745-03 | IR07-0318 |  |  | BENTLY NEVADA CORPOR | 18745-03
SJG-I | 4810119430 |  | 03-02-42-04 | 4 | EA | VALVE, KIT, STOP, 1", ANY MFG, BY DESCRP | IR07-0338 |  |  | ANY MFG | BY DESCRP
SJG-I | 5365215861 |  | 03-02-42-05 | 4 | PK | RING, RETAIN 3/4"ID "E" TYPE (50/PKG) MCMASTER-CARR BY DESC | IR07-0354 |  |  | MCMASTER-CARR SUPPLY | BY DESCRP
SJG-I | 5365216331 |  | 03-02-42-05 | 2 | EA | RING, RETAIN INTERNAL SNAP 11/16"ID 7/8"OD 1/16"THK CS RND | IR07-0353 |  |  | RELIANCE ELECTRIC CO | F4053
SJG-I | 5330209528 |  | 03-02-42-05 | 1 | EA | SEAT, MECH SEAL 1-3/8"ID CERM LAPMASTER INTL D-1376-145-9100 | IR07-0345 | IR97-0373 |  | LAPMASTER INT'L DIV. | D-1376-145-9100
SJG-I | 5330211748 |  | 03-02-42-05 | 2 | EA | SEAT, PUMP 1-3/4"ID CERM LAPMASTER INTL D1750-276-9100 | IR07-0357 |  |  | LAPMASTER INT'L A DI | D1750-276-9100
SJG-I | 5365218311 |  | 03-02-42-05 | 1 | EA | SEAT, VALVE RNG 316SS 3" 150/300LB VALTEK INC 096816.150.000 | IR07-0346 |  |  | VALTEK INC | 096816.150.000
SJG-I | 5330173369 |  | 03-02-42-05 | 2 | EA | SEAT, VALVE RNG VITON LAPMASTER INTL A DIVISION 228 | IR07-0351 |  |  | LAPMASTER INT'L A DI | 228
SJG-I | 4810130742 |  | 03-02-42-05 | 1 | EA | SHIELD, BNET, TEFLON, RAMCO MFG CO, TFE-1230 | IR07-0349 |  |  | RAMCO MANUFACTURING | TFE-1230
SJG-I | 4320087408 |  | 03-02-42-05 | 8 | EA | SLINGER, MECHANICAL PUMP BURKS PUMPS 8105 | IR07-0358 |  |  | BURKS PUMPS | 8105
SJG-I | 5999270100 |  | 03-02-42-05 | 4 | EA | SPRING, OUTER LEEDS & NORTHRUP 028496 | IR07-0362 |  |  | LEEDS & NORTHRUP | 028496
SJG-I | 6250000426 |  | 03-02-42-05 | 8 | EA | STARTER, LMP/FLUOR GTE SYLVANIA INC FS5 | IR07-0367 |  |  | GTE SYLVANIA INC. | FS5
SJG-I | 5930231211 |  | 03-02-42-05 | 1 | EA | SWITCH, 4PDT METRIX INSTRUMENT CO 94503-14 | IR07-0370 |  |  | METRIX INSTRUMENT CO | 94503-14
SJG-I | 5930231757 |  | 03-02-42-05 | 1 | EA | SWITCH, LIMIT REED LEEDS & NORTHRUP 031462 | IR07-0365 |  |  | LEEDS & NORTHRUP | 031462
SJG-I | 5930233878 |  | 03-02-42-05 | 4 | EA | SWITCH, PNEUMATIC ASSY (CEM) MONITOR LABS 80030101-1 | IR07-0366 |  |  | MONITOR LABS | 80030101-1
SJG-I | 5930235949 |  | 03-02-42-05 | 2 | EA | SWITCH, PRESSURE DAYTON ELECTRIC MEG CO IR235 | IR07-0369 |  |  | DAYTON ELECTRIC MFG. | IR235
SJG-I | 5930229116 |  | 03-02-42-05 | 1 | EA | SWITCH, PRESSURE DIFFERENTIAL/DUAL CNTRL 4-60 PSID 17-7PH SS | IR07-0359 |  |  | IMO INDUSTRIES INC | DPD2TH18SS
SJG-I | 6645328037 |  | 03-02-42-05 | 1 | EA | TIMER, ELEC, PRINTED CKT, AMERICAN AIR FILTER CO, 118-1328665-1 | IR07-0364 |  |  | AMERICAN AIR FILTER | 118-1328665-1
SJG-I | 5120128219 |  | 03-02-42-05 | 3 | EA | TOOL, LMP/LENS RMVR, CUTLER-HAMMER, INC, E30KV1 | IR07-0360 |  |  | ARGO INTERNATIONAL C | BY DESCRP
SJG-I | 3110063108 |  | 03-02-42-09 | 1 | EA | BEARING, CONE, TAP ROER, 2.5000"ID, 1.0000"W, 0.1400", FEDERAL - MOGUL CORP., 29585 | IR07-0134 |  |  | FEDERAL - MOGUL CORP | 29585
SJG-I | 3110066804 |  | 03-02-42-09 | 1 | EA | BEARING, PILLOW BLOCK ROLLER 1.5000" REX ROLLER CHAIN ZEP108 | IR07-0123 |  |  | REX ROLLER CHAIN & S | ZEP2108
SJG-I | 3110057746 |  | 03-02-42-09 | 4 | ST | BEARING, ROLLER, CONE/CUP, 0.6250"ID, 1.8504"OD, 0.5662"W, TAP, WINSMITH, 11 | IR07-0132 |  |  | WINSMITH | 11
SJG-I | 3110058199 |  | 03-02-42-09 | 4 | ST | BEARING, ROLLER, CONE/CUP, 0.7500"ID, 1.9380"OD, 0.7100"W, TAP, WINSMITH, 12 | IR07-0133 |  |  | WINSMITH | 12
SJG-I | 5977263218 |  | 03-02-42-09 | 2 | ST | BRUSH, ELECTRICAL, HAMPTON PRODUCTS, 03092 | IR07-0129 |  |  | DANFOSS ELECTRONICS, | 03092
SJG-I | 5977263242 |  | 03-02-42-09 | 4 | EA | BRUSH, ELECTRICAL, MTR, PACIFIC SCIENTIFIC, YP-00417 | IR07-0128 |  | CLARKSON COMPANY | PACIFIC SCIENTIFIC | YP-00417
SJG-I | 4320089503 |  | 03-02-42-09 | 1 | EA | BUSHING, PIPE, GARDNER-DENVER CO, 8508654, WU: GARDNER DENVER BLOWER 211CDL23D, FLY ASH BLOWER, UNITS 3 & 4 | IR07-0124 |  |  | GARDNER-DENVER CO | 8508654
SJG-I | 6695393048 |  | 03-02-42-09 | 2 | EA | ROLLER, INK, LANDIS & GYR, INC.,SODECO, R338-3846 | IR07-0355 |  |  | LANDIS & GYR, INC.,S | R338-3846
SJG-I | 5365218329 |  | 03-02-42-09 | 1 | EA | SEAT, VALVE RNG 316SS 3" 150/300LB VALTEK 096817.150.000 | IR07-0347 |  |  | VALTEK INC | 096817.150.000
SJG-I | 6630324967 |  | 03-02-42-09 | 1 | EA | SENSOR, W/TEMP COMPENSATIO, WESMAR, 257-000006 | IR07-0356 |  | KAY-RAY, INC. | WESMAR | 257-000006
SJG-I | 5999274169 |  | 03-02-42-09 | 4 | EA | SHAFT, LATCH, LEEDS & NORTHRUP, 359048 | IR07-0348 |  |  | LEEDS & NORTHRUP | 359048
SJG-I | 3110069048 |  | 03-02-42-10 | 4 | EA | BEARING, FLANGE, BALL, 1.5000"ID, 5.1250"OD, 1.6094"W, 5.1250", 4 BLT, FAFNIR BEARING, SCJ-1/2 | IR07-0121 |  |  | FAFNIR BEARING | SCJ-1/2
SJG-I | 6685367044 |  | 03-02-42-10 | 2 | AS | CONTROLLER, HYDRAULIC LEVEL 2 TERMS WALLACE TIERNAN U23866 | IR07-0149 |  |  | WALLACE & TIERNAN DI | U23866
SJG-I | 3110071606 |  | 03-02-42-10 | 1 | EA | COVER, BEARING, LINE END/OUTER, BRS, PNM MACHINE SHOP, SJS-M | 3110071606 |  |  | PNM MACHINE SHOP | SJS-M152
SJG-I | 6695395563 |  | 03-02-42-10 | 2 | AS | DRIVE, ASSY GOULD INC 12-2158-16 | IR07-0146 |  |  | GOULD INC. | 12-2158-16
SJG-I | 5330216374 |  | 03-02-42-10 | 1 | EA | GASKET, PUMP, 9-5/32"ID, 11-3/8"OD, 1/16"THK, NON-ASB, RND, LAWRENCE PUMPS INC, G-15 | IR07-0150 |  |  | LAWRENCE PUMPS, INC. | G-15
SJG-I | 3010049751 |  | 03-02-42-10 | 3 | EA | INDICATOR, POSN, RAYMOND CONTROL SYSTEMS 42-05 | IR07-0147 |  |  | RAYMOND CONTROL SYST | 42-05
SJG-I | 6105288788 |  | 03-02-42-10 | 1 | EA | MOTOR, ELECTRIC, SINGLE SPEED FOXBORO CO G0108JV | IR07-0151 |  |  | FOXBORO CO. | G0108JV
SJG-I | 6105291162 |  | 03-02-42-10 | 1 | EA | MOTOR, ELECTRIC, TIMER PALL-TRINITY MICRO CORP CTX-10M16 | IR07-0140 |  |  | PALL-TRINITY MICRO C | CTX-10M16
SJG-I | 4730124494 |  | 03-02-42-10 | 37 | EA | UNION, TUB, 3/8" BLK POLYPROPYLENE PARKER HANN P6UC6 | IR07-0141 |  |  | PARKER-HANNIFIN HOSE | P6UC6
SJG-I | 5310162747 |  | 03-02-42-10 | 4 | EA | WASHER, LOCKING 3/8" ZINC PLTD CS ANY MFG BY DESCRP | IR07-0144 |  |  | ANY MFG | BY DESCRP
SJG-I | 5975259515 |  | 03-02-42-11 | 4 | EA | BUTTON, PUSH, START, 5/8"W, 1-5/16"L, PLAST, BLK, EXTEN | IR07-0101 |  |  | ARGO INTERNATIONAL C | BY DESCRP
SJG-I | 5995000121 |  | 03-02-42-11 | 4 | AS | CORE, ELECTRICAL, WIRE/ASSY, FISHER CONTROLS COMPANY, 1E2303 | IR07-0096 |  |  | FISHER CONTROLS COMP | 1E2303X0012
SJG-I | 4540000884 |  | 03-02-42-11 | 1 | EA | ELEMENT, ELECTRICAL, HEATING, KING HEATERS, BY DESCRP | IR07-0091 |  |  | KING HEATERS | BY DESCRP
SJG-I | 5330189225 |  | 03-02-42-11 | 15 | EA | GASKET, COVER/STUFFING BOX, 5-5/8"ID, 8-1/2"OD, 3/64"THK, NON-ASB, ALLIS CHALMERS CORP, 52-113-784-001 | IR07-0093 |  |  | ALLIS CHALMERS CORP. | 52-113-784-001
SJG-I | 5330227256 |  | 03-02-42-11 | 12 | EA | GASKT, VALVE FISHER CONTROLS CO 18A4432X012 | IR07-0095 |  |  | FISHER CONTROLS CO. | 18A4432X012
SJG-I | 6250000053 |  | 03-02-42-11 | 6 | EA | HOLDER, LAMP DATA DIALCO CORP 250-7545-14-504 | IR07-0090 |  |  | DIALCO - DIALIGHT CO | 250-7545-14-504
SJG-I | 3990000675 |  | 03-02-42-11 | 2 | EA | LINK, LATCH UCC 402302 | IR07-0087 |  |  | UNITED CONVEYOR CORP | 402302
SJG-I | 5315161041 |  | 03-02-42-11 | 2 | EA | PIN, HINGE UCC 404159 | IR07-0088 |  |  | UNITED CONVEYOR CORP | 404159
SJG-I | 3040058574 |  | 03-02-42-11 | 3 | EA | SHAFT, DRIVE, FISHER CONTROLS CO., 38A6130X012 | IR07-0115 |  |  | FISHER CONTROLS CO. | 38A6130X012
SJG-I | 6685369677 |  | 03-02-42-11 | 4 | EA | THERMOCOUPLE, OMEGA ENGINEERING INC TJ36CXSS-14G60 | IR07-0089 |  |  | OMEGA ENGINEERING IN | TJ36CXSS-14G60
SJG-I | 4810119380 |  | 03-02-42-11 | 5 | EA | VALVE, SOLENOID 4-WAY 1/4" 100/120V 25-150PSI 50/60HZ 6.8W | IR07-0114 |  |  | MAC VALVES INC | 811C-PM-111CA-152
SJG-I | 4730125566 |  | 03-02-42-14 | 20 | EA | NOZZLE, INSRT, 9/16", UCC, 40364-09, WU: UCC BOTTOM ASH HOPPERS, UNITS 1 & 2 | 4730125566 | HELMICK CORPORATION | SK-7756-P4 | UNITED CONVEYOR CORP | 40364-09
SJG-I | 0100004622 |  | 03-02-42-14 | 4 | EA | NOZZLE, MACH, IK'S, 3.5" OD, 8" L, (2) JETS 7/8" | 0100004622 |  |  | DIAMOND POWER | 35274401AM
SJG-I | 5310162382 |  | 03-02-42-14 | 4 | EA | NUT, GENERAL ELECTRIC, 243A6624P1 | IR95-0417 |  |  | GENERAL ELECTRIC COM | 243A6624P0001
SJG-I | 5310156871 |  | 03-02-42-14 | 16 | EA | NUT, HEX, 1-1/8", CS, 2H GR, ANY MFG, BY DESCRP | 5310156871 |  |  | ANY MFG | BY DESCRP
SJG-I | 5310162903 |  | 03-02-42-14 | 98 | EA | NUT, LOCK, 1", NYLOCK, 8 TPI, ANY MFG, BY DESCRP | 5310162903 |  |  | ANY MFG | BY DESCRP
SJG-I | 5315160993 |  | 03-02-42-14 | 16 | EA | PIN, BALL, WESTINGHOUSE, 155A756H001 | IR00-0290 |  |  | WESTINGHOUSE ELECTRI | 155A756H001
SJG-I | 0100002527 |  | 03-02-42-14 | 15 | EA | PLUG, TUBE, 1.75" X 1.50" X 2, A105 | 0100002527 |  |  | PNM MACHINE SHOP | SJSM1042
SJG-I | 3010048092 |  | 03-02-42-14 | 1 | EA | POSITIONER, VALVE, MOORE PROD, 74G, WU:SERIES 74G, B/M 12372-7 | IR98-0259 | SIEMENS | 74G | MOORE PRODUCTS COMPA | 74G
SJG-I | 3020054395 |  | 03-02-42-14 | 1 | EA | PULLEY, SHEAVE, BELT, 7/8"BORE, 2.55"DIA, 1.96", CI, 2, BROW | 3020054395 |  |  | BROWNING MFG.DIV., E | 2AK25
SJG-I | 4320080783 |  | 03-02-42-14 | 1 | EA | PUMP, OIL, FUEL, 150 PSI/0-160 DEG/3600RPM, FLANGED, DE LAVAL, D3EBC-87, WU:SEC & PRIM AIR PREHEATER LUBE OIL SYS, U-1&2 | 4320080783 |  |  | IMO PUMP DIVISION | D3EBC-87
SJG-I | 5365208973 |  | 03-02-42-14 | 2 | EA | RING, ALIGNING, 4"ID W/PINS, CS, UCC, 1701-84 | 5365208973 |  |  | GEORGIA IRON WORKS | BY DESCRP
SJG-I | 5365217677 |  | 03-02-42-14 | 14 | EA | RING, ASSY/BRSH/LEAD, INDUSTRIAL ELECT REEL INC, RA2-4OS | 5365217677 |  |  | INDUSTRIAL ELECTRIC | RA2-4OS
SJG-I | 5365212009 |  | 03-02-42-14 | 2 | EA | RING, IMPELLER, INGERSOLL-RAND COMPANY, 60399946 | IR01-0956 |  |  | INGERSOLL-RAND COMPA | 60399946
SJG-I | 0100006234 |  | 03-02-42-14 | 2 | EA | RING, LANTERN, 5.62"ID, 6.5"OD, 0.38"THK, DRWG# 5-4901- | 0100006234 |  |  | UCC | 494104
SJG-I | 0100002426 |  | 03-02-42-14 | 4 | EA | RING, SEALING, VALVE, OEM, GENERAL ELECTRIC, 28V755P0001 | 0100002426 |  |  | GENERAL ELECTRIC | 128V755P0001
SJG-I | 5330228791 |  | 03-02-42-14 | 2 | EA | SEAL, BALANCE, CONTROL COMPONENTS, 255590875 | 5330228791 |  |  | TAVCO SALES & | 255590875
SJG-I | 5330192674 |  | 03-02-42-14 | 2 | EA | SEAL, CORK, WESTINGHOUSE ELECTRIC, 696B575H04 | 5330192674 |  |  | FLUID TECHNOLOGY, IN | 696B575H04
SJG-I | 5330177170 |  | 03-02-42-14 | 3 | KT | SEAL, KIT, 7" BORE, GENERAL ELECTRIC, 271A6024P0001, WU:GE TURBINES 170X650,170X763, SEQ 8929+89DG, ACCUMULATOR, U-1,3 | 5330177170 | PARKER-HANNIFIN CORP | 701146 | GENERAL ELECTRIC CO. | 271A6024P0001
SJG-I | 5330224063 |  | 03-02-42-14 | 1 | KT | SEAL, KIT, CPLNG, FALK CORPORATION DIVISION, 6F | 5330224063 |  |  | FALK CORPORATION DIV | 6F
SJG-I | 5330219584 |  | 03-02-42-14 | 1 | EA | SEAL, MECHANICAL, PUMP, INGERSOLL-RAND COMPANY, | IR01-0531 |  |  | INGERSOLL-RAND COMPA | 59A11XF111A8T1750464
SJG-I | 5330184903 |  | 03-02-42-14 | 5 | EA | SEAL, OIL/GREASE, 1.000"ID, 1.499"OD, 0.250"W, NATIONAL | 5330184903 |  |  | ADVANCE SUPPLY & PUM | BY DESCRP
SJG-I | 5330173690 |  | 03-02-42-14 | 15 | EA | SEAL, SHAFT, MTR, CORK, WESTINGHOUSE ELECTRIC, 696B575H005 | 5330173690 |  | FLUID TECHNOLOGY, IN | WESTINGHOUSE ELECTRI | 696B575H005
SJG-I | 3110068354 |  | 03-02-42-18 | 3 | ST | BEARING, BALL, THRUST/UP+LOW, ARMCO STEEL, 22691-T/26696T | IR97-0265 |  |  | ARMCO STEEL CORP | 22691-T/26696T
SJG-I | 3110061177 |  | 03-02-42-18 | 4 | EA | BEARING, CUP, TAP ROER, 1.3775"OD, 0.3437"W, 0.0460", MILTON | 3110061177 |  |  | ADVANCE SUPPLY & PUM | BY DESCRP
SJG-I | 3110061011 |  | 03-02-42-18 | 1 | EA | BEARING, CUP, TAP ROER, 5.3750"OD, 0.8750"W, 0.1250", S | 3110061011 | TIMKEN | 493 | ADVANCE SUPPLY & PUM | BY DESCRP
SJG-I | 0100002431 |  | 03-02-42-18 | 2 | EA | BEARING, ROLLER, ASSY, CAGED HD BEARIN, HD INNER RACE | 0100002431 |  |  | TORRINGTON | HJ-405224/IR324024
SJG-I | 3110058231 |  | 03-02-42-18 | 1 | ST | BEARING, ROLLER, CONE/CUP, 4.0000"ID, 7.5000"OD, 2.2500, TIMKEN CO, 854 + 861 | 3110058231 |  |  | TIMKEN CO | 854 + 861
SJG-I | 0100000043 |  | 03-02-42-18 | 2 | EA | BEARING, ROLLER/CAGE, NOT SHIELDED, 5.1181"ID, 9.0551"OD, 1.5748"W, 55076, SKF,NU226, WU:U1&2 MOTORS ON THE ABS RECIRC PMPS | 0100000043 |  |  | SKF INDUSTRIES | NU226
SJG-I | 3120060656 |  | 03-02-42-18 | 1 | EA | BEARING, SLEEVE, OPPOSITE END, SOL, GENERAL ELECTRIC CO, 34B | 3120060656 |  |  | GENERAL ELECTRIC CO | B540001
SJG-I | 3110062068 |  | 03-02-42-18 | 4 | EA | BEARING, SPHERICAL, 3.9370"ID, 8.4646"OD, 2.8740"W, SELF-ALIGNING, CONSOLIDATED BRG CO, 22320 CK, WU: EQ.# 411 & 412-120-45 | 3110062068 |  |  | FAG BEARING CORP | 22320 K
SJG-I | 0100002130 |  | 03-02-42-18 | 4 | EA | BEARING, STUFFING BOX, MAT'L M3470, WORTHINGTON, 621454, WU:U-1 HOTWELL & WRTHNGTN VERT TURBINE PMP,S/N 74-TU-1164--1 | 0100002130 |  |  | WORTHINGTON | 621454
SJG-I | 3110058728 |  | 03-02-42-18 | 3 | EA | BEARING, TAPERED CONE, 1.0625"ID, 0.5800"W, SNR CORP, L44649, WU: U1 CLEVELAND MIXER MOD CGB-1 S/N 11938 | 3110058728 | TIMKEN CO | L44649 | FEDERAL - MOGUL CORP | L44649
SJG-I | 0100004520 |  | 03-02-42-18 | 1 | EA | BEARING, W/HOUSING (PB-V-LOCK 2-7/16 T SEAL), INBOARD END, TIMKEN, QVVPH15V207ST, WU: U1&2 PULV SEAL AIR FANS | 0100004520 |  |  | TIMKEN CO | QVVPH15V207ST
SJG-I | 0100004519 |  | 03-02-42-18 | 1 | EA | BEARING, W/HOUSING (PB-VLOCK-115/16 T SEAL) | 0100004519 |  |  | TIMKEN CO | QVVPH15V207ST
SJG-I | 3020051391 |  | 03-02-42-21 | 1 | EA | GEAR, SHAFT, DRWG #18, LIMITORQUE VALVE CONTROLS, 60-420-0149-1, WU:LIMITORQUE VALVE SB-00 OPERATOR 393529A, S/N237009, U-1&2 | 3020051391 |  |  | LIMITORQUE CORPORATI | 60-420-0149-1
SJG-I | 3020051110 |  | 03-02-42-21 | 1 | EA | GEAR, SPUR, DIAMOND POWER, 335235-1120 WU: U-1 SOOTBLWR THERMO PROBE | 3020051110 | THE BABCOCK & WILCOX | 335235-1120 | DIAMOND POWER | 53A009350F
SJG-I | 3020054486 |  | 03-02-42-21 | 1 | EA | GRIDMEMBER, COUPLING, 5F, FALK CORP, 5F*GRID | 3020054486 |  |  | ADVANCE SUPPLY & PUM | BY DESCRP
SJG-I | 4320079389 |  | 03-02-42-21 | 5 | EA | GUARD, DELAVAL TURBINE INC., P-588DKX3 | 4320079389 |  |  | DELAVAL TURBINE INC | P-588DKX3
SJG-I | 4320084710 |  | 03-02-42-21 | 6 | EA | INSERT, THREAD LOCK, MILTON ROY, 243-0025-174, WU:M-R MDL B/ | 4320084710 |  |  | MILTON ROY COMPANY | 243-0025-174
SJG-I | 5970253885 |  | 03-02-42-21 | 1 | KT | INSULATION, KIT, CSNG, (1) UP HALF RNG, (1) LOW HALF RNG, (7 | 5970253885 |  |  | GENERAL ELECTRIC CO. | 0506L554G0001
SJG-I | 5310153092 |  | 03-02-42-21 | 1 | EA | LEVER, ASSY/KIT, ABB POWER T&D CO., 8068A62G02 | 5310153092 | ABB POWER T&D CO | 8068A62G02 | WESTINGHOUSE ELECTRI | BY DESCRP
SJG-I | 0100005574 |  | 03-02-42-21 | 231 | EA | LINK, ENERGY CHAIN, SERIES 101, IK-700, DIAMOND POWER, 9059110009 | 0100005574 |  |  | DIAMOND POWER | 9059110009
SJG-I | 5340189819 |  | 03-02-42-21 | 12 | EA | LOCKPLATE, (2) 1-5/8"HOLES, GENERAL ELECTRIC, 233A8033P | 5340189819 |  |  | GENERAL ELECTRIC CO | 233A8033P0001
SJG-I | 0100006663 |  | 03-02-42-21 | 4 | EA | NOZZLE, WATER, 1/4"MNPT, 0.095"ORIFICE, 0.530"OD, 1"L, 500PSI MAX RATING, SPRAYING SYS. CO., H1/4U-316SS2520; WU: U-1 UREA SYSTEM | 0100006663 | SPRAYING SYSTEMS CO. | H1/4U-316SS2520 | AZTEC MACHINE & REPA | BY DESCRP
SJG-I | 5330225441 |  | 03-02-42-21 | 5 | EA | O-RING, 456, 13-1/2"ID, 14"OD, 1/4"THK, VITON, FOSTER WHEELE | 5330225441 |  |  | ADVANCE SUPPLY & PUM | BY DESCRP
SJG-I | 5330225458 |  | 03-02-42-21 | 5 | EA | O-RING, 471, 22"ID, 22-1/2"OD, 1/4"THK, VITON, FOSTER WHEELE | 5330225458 |  |  | ADVANCE SUPPLY & PUM | BY DESCRP
SJG-I | 5330225433 |  | 03-02-42-21 | 3 | EA | O-RING, 473, CUT LENGTH 75-7/8" X .275" VITON 450 DEG F | 5330225433 |  |  | FOUR STATES GASKET | BY DESCRP
SJG-I | 0100005534 |  | 03-02-42-21 | 4 | EA | O-RING, 8" ID X, 8-1/4" OD X, 1/8", HOWDEN NORTH AMERICAN | 0100005534 |  |  | HOWDEN NORTH AMERICA | 14PP2462 A0145
SJG-I | 5330188235 |  | 03-02-42-21 | 9 | EA | PACKING, RING, 1-1/4"ID X 2-3/4"OD X 3/4"W, (4 PCS=1 SET), NON-ASB, YARWAY, 965920-16, WU:YARWAY 3" VALVE, TYPE 5515B-F11. U-1&2 BOILER | 5330188235 |  |  | WINN-MARION, INC. | 965920-16
SJG-I | 5330188193 |  | 03-02-42-21 | 7 | ST | PACKING, RING, STEAM, 1-1/8"ID X 1-3/4"OD X 5/16"W, GRAFOIL, (10 PCS=1 SET), NON-ASB, KETEMA, INC.,12-12", WU:U-1, 8"&12" EXTRACT STM CK VLV | 5330188193 |  |  | KETEMA, INC. | 12-12"
SJG-I | 5330226399 |  | 03-02-42-21 | 1 | EA | PACKING, TOYO PUMP, P-5120 | 5330226399 |  |  | EQUIPMENT SPECIALTIE | ITEM 62
SJG-I | 0100003382 |  | 03-02-42-21 | 1 | EA | PIN, CONTROL VALVE | 0100003382 |  |  | GENERAL ELECTRIC | U408A306L0275
SJG-I | 0100002435 |  | 03-02-42-21 | 1 | EA | PIN, DOWEL, UNIT 1 TURBINE | 0100002435 |  |  | GENERAL ELECTRIC | 0127V464P0001
SJG-I | 4730112622 |  | 03-02-42-21 | 100 | EA | PLUG, PIPE, CONDENSOR, 1" , BRASS, COMPRESSION, CONCO EX4B11, WU: CONDENSOR, U-1 & 4 | 4730112622 |  |  | CONCO SERVICES CORP | EX4B11
SJG-I | 5330200014 |  | 03-02-43-01 | 1 | EA | GASKET, CASING, NON-ASB, 8-1/8"ID, 8-5/8"OD, 1/16"THK, RND, GOULDS PUMPS INC, 70782-82-5128 | IR07-0385 |  |  | GOULDS PUMPS, INC. | 70782-82-5128
SJG-I | 5950250752 |  | 03-02-43-01 | 1 | EA | TRANSFORMER, INSTRU LINEAR VARBL DIFFERNTL HYER 665-860 | IR07-0379 |  |  | HYER INDUSTRIES INC | 665-860
SJG-I | 4730131101 |  | 03-02-43-01 | 1 | EA | TUBE, OUTLET MANNING ENVIRONMENTAL CORP 02439-00 | IR07-0382 |  |  | MANNING ENVIRONMENTA | 02439-00
SJG-I | 4730131093 |  | 03-02-43-01 | 2 | EA | TUBING, 12"L MANNING ENVIRONMENTAL CORP, 03237-00 | IR07-0381 |  |  | MANNING ENVIRONMENTA | 03237-00
SJG-I | 4810128761 |  | 03-02-43-01 | 1 | EA | VALVE, KIT SOLENOID CONTROL CONTINENTAL HYDRAULICS BY DESCRP | IR07-0376 |  |  | CONTINENTAL HYDRAULI | BY DESCRP
SJG-I | 2920000144 |  | 03-02-43-01 | 10 | EA | WIRE, CLEANING HACH CHEMICAL COMPANY IN 4088-19 | IR07-0375 |  |  | HACH CHEMICAL COMPAN | 4088-19
SJG-I | 9505000027 |  | 03-02-43-01 | 50 | LB | WIRE, TIE, 16 GA DIA, GALV STL, 10 LB RO, ANY MFG, BY DESCRP | IR07-0387 |  |  | ANY MFG | BY DESCRP
SJG-I | 5962253000 |  | 03-02-43-04 | 2 | EA | CIRCUIT, INTEGRATED, ABB KENT-TAYLOR INC, 19S840 | IR07-0272 |  |  | ABB KENT-TAYLOR, INC | 129S818
SJG-I | 5330224170 |  | 03-02-43-04 | 1 | EA | GASKET, PUMP 12"ID 13"OD 1/8"THK RUBER RND LAWRENCE PUMP G-4 | IR07-0281 |  |  | LAWRENCE PUMPS, INC. | G-4
SJG-I | 6630323084 |  | 03-02-43-04 | 1 | EA | GENERATOR, (CEM) THERMO ELECTRON CORP 6427 | IR07-0283 |  |  | THERMO ELECTRON CORP | 6427
SJG-I | 4810131013 |  | 03-02-43-04 | 1 | EA | GLAND, PACKING VLV 4"ID ALLOY20 CHARLES S LEWIS & CO 20 | IR07-0277 |  |  | CHARLES S. LEWIS AND | 20
SJG-I | 4810131021 |  | 03-02-43-04 | 1 | EA | GLAND, PACKING VLV 6"ID CHARLES S LEWIS & CO 20 | IR07-0278 |  |  | CHARLES S. LEWIS AND | 20
SJG-I | 6680341523 |  | 03-02-43-04 | 4 | EA | GLASS, GAUGE CLR 1-3/8"W 12"L 11/16"THK FLAT ANCHOR PACKING | IR07-0279 |  |  | THE ANCHOR PACKING C | BY DESCRP
SJG-I | 6210001357 |  | 03-02-43-04 | 2 | EA | GLOBE, FIXTURE, VAPOR-GUARD, GL, CLR, CROUSE HINDS COMPANY, | IR07-0282 |  |  | BORDER STATES ELECTR | BY DESCRP
SJG-I | 6625004434 |  | 03-02-43-04 | 1 | EA | HOUSING, CELL, AMETEK, INC., 70390SE, CEM | IR07-0275 |  |  | AMETEK/THERMOX INSTR | 70390SE
SJG-I | 6645328011 |  | 03-02-43-04 | 3 | EA | INDICATOR, ELAPSED TIME 2-1/2"X2-1/2" NEWARK ELECT 35F3805 | IR07-0271 |  |  | NEWARK ELECTRONICS | 35F3805
SJG-I | 6695394442 |  | 03-02-43-05 | 1 | EA | BASE, MOUNTNG, POLYPROPYLENE W/PREAMPLIFIER, LEEDS & NORTHRUP, 07773102220 | IR07-0301 |  |  | LEEDS & NORTHRUP | 07773-10-2-22-0
SJG-I | 6105289893 |  | 03-02-43-05 | 1 | EA | MOTOR, ELECTRIC, 115V 60HZ TIMER C.M. KEMP MFG GO 21196 | IR07-0313 |  |  | C. M. KEMP MFG. CO. | 21196
SJG-I | 6105288069 |  | 03-02-43-05 | 1 | EA | MOTOR, ELECTRIC, DRIVE/CHART 2 IN/HR LEEDS & NORTHRUP 017168 | IR07-0304 |  |  | LEEDS & NORTHRUP | 017168
SJG-I | 5310159529 |  | 03-02-43-05 | 44 | EA | NUT, HEX 1" 8TPI ANY MFG BY DESCRP | IR07-0312 |  |  | ANY MFG | BY DESCRP
SJG-I | 5310159537 |  | 03-02-43-05 | 190 | EA | NUT, HEX 5/8" STL 11TPI ANY MFG BY DESCRP | IR07-0299 |  |  | ANY MFG | BY DESCRP
SJG-I | 5310161533 |  | 03-02-43-05 | 323 | EA | NUT, OVAL 1/2' STL 13TPI ANY MFG BY DESCRP | IR07-0305 |  |  | ANY MFG | BY DESCRP
SJG-I | 5930229678 |  | 03-02-43-05 | 4 | EA | OPERATOR, SWITCH/TD MAN RET 3 POS BLK KNOB SQR D CLASS 9001 | IR07-0310 |  |  | SQUARE D. COMPANY | CLASS 9001 KS-46B
SJG-I | 5930228951 |  | 03-02-43-05 | 3 | EA | OPERATOR, SWITCH/TD SELCTR 3 POS BLK KNOB SQR D CLASS 9001KS | IR07-0309 |  |  | SQUARE D. COMPANY | CLASS 9001 KS-44B
SJG-I | 5930228753 |  | 03-02-43-05 | 1 | EA | OPERATOR, SWITCH/TD, SELCTR, 3, SQUARE D. CO, CLASS 9001 KS- | IR07-0308 |  |  | BORDER STATES ELECTR | BY DESCRP
SJG-I | 5330225664 |  | 03-02-43-05 | 189 | EA | O-RING, 024, 1-1/8"ID, 1-1/4"OD, 1/16"THK, BUNA-N, FLUID SYS | IR07-0302 |  |  | FLUID SYSTEMS CORP. | 10-0251
SJG-I | 5330187294 |  | 03-02-43-05 | 2 | EA | O-RING, BGA INTERNATIONAL 39023 WU: FLUE GAS PUMP MDL 0-6-5 | IR07-0300 |  |  | BGA INTERNATIONAL | 39023
SJG-I | 5330222612 |  | 03-02-43-05 | 1 | EA | O-RING, CAPITAL CONTROLS OV-11-203 | IR07-0307 |  |  | CAPITAL CONTOLS | OV-11-203
SJG-I | 5330225672 |  | 03-02-43-05 | 44 | EA | O-RING, FLUID SYSTEMS DIVISION 10-0716 | IR07-0303 |  |  | FLUID SYSTEMS DIVISI | 10-0716
SJG-I | 5330215509 |  | 03-02-43-05 | 2 | EA | O-RING, MANNING ENVIRONMENTAL CORP 01415-14 | IR07-0311 |  |  | MANNING ENVIRONMENTA | 01415-14
SJG-I | 5961003794 |  | 03-02-44-02 | 15 | EA | DIODE, 600 PRV, 35, WU:M.I.G.I. RAPPER CONTROL CIRCUIT,SCHEM | IR03-0043 |  |  | GENERAL ELECTRIC COM | 1N4527/A38M
SJG-I | 1950000909 |  | 03-02-44-02 | 3 | EA | WEDGE, FIXED, WESTINGHOUSE ELECTRIC COR, 790D056006 | IR96-1764 |  |  | WESTINGHOUSE ELECTRI | 790D056006
SJG-I | 4320086830 |  | 03-02-44-04 | 1 | EA | PLATE, COVER, REAR, DURIMET 20 | IR96-0995 |  |  | DURIRON CO | CY46072A
SJG-I | 1950001154 |  | 03-02-44-04 | 2 | EA | VALVE, DUMP, WESTINGHOUSE ELECTRIC COR, 4574D03003 | IR90-0063 |  |  | WESTINGHOUSE ELECTRI | 4574D03003
SJG-I | 5999285587 |  | 03-02-44-05 | 1 | EA | BOARD, CIRCUIT DISPLAY, LEEDS & NORTHRUP, 046670 | IR90-0002 |  |  | LEEDS & NORTHRUP | 046670
SJG-I | 4820122820 |  | 03-02-44-05 | 1 | EA | VALVE, GENERAL ELECTRIC COMPANY, B700B07H19D-7-C05 | IR90-0143 |  |  | GE ENERGY SERVICES | B700B07H19D-7-C05
SJG-I | 1950002707 |  | 03-02-44-06 | 5 | EA | SEAT, VALVE, GENERAL ELEC, 198A9069P0001, WU:GE TURBINE 170X | IR90-0028 |  |  | GENERAL ELECTRIC CO. | 198A9069P0001
SJG-I | 5365215077 |  | 03-02-44-06 | 1 | EA | SHIM, GENERAL ELECTRIC, 155C4485P0001, MDL CODE 99 | IR03-0042 |  |  | GENERAL ELECTRIC CO. | 155C4485P0001
SJG-I | 5945247251 |  | 03-02-44-06 | 1 | EA | TRIP, MECHANICAL, SLND, GENERAL ELECTRIC COMPANY, 141B9265PT | IR99-0342 |  |  | GENERAL ELECTRIC CO. | 141B9265PT1
SJG-I | 5305151499 |  | 03-02-44-15 | 5 | EA | SCREW, CAP, SCKT, 1"DIA, 14"L, WESTINGHOUSE ELECTRIC COR, 62 | IR95-0486 |  |  | TURGENAUX | BY DESCRP
SJG-I | 5925232117 |  | 03-02-44-17 | 4 | EA | BREAKER, CIRCUIT, 400AMP, 2POLE, 600V, LA FRAME, WESTINGHOUSE ELECTRIC, 104702-L12, WU: U-4 PRECIP | IR90-0493 |  |  | WESTINGHOUSE ELECTRI | 104702-L12
SJG-I | 3030052777 |  | 03-02-45-04 | 1 | EA | BELT, DRIVE, V, 44.125", 0.719", NATIONAL PRODUCTS, INC, 25-11130 | IR07-0199 |  |  | ADVANCE SUPPLY & PUM | GATES 454
SJG-I | 5999283772 |  | 03-02-45-04 | 1 | EA | BOARD, PC LOGIC MANNING ENVIRONMENTAL COR 02880-XX | IR07-0204 | IR98-0019 |  | MANNING ENVIRONMENTA | 02880-XX
SJG-I | 5999283780 |  | 03-02-45-04 | 1 | EA | BOARD, PC PWR MANNING ENVIRONMENTAL CORP 03809-01 | IR07-0205 |  |  | MANNING ENVIRONMENTA | 03809-01
SJG-I | 6625004418 |  | 03-02-45-04 | 1 | EA | BOARD, PC SENSR (CEM) AMETEK INC 80408SE | IR07-0197 |  |  | AMETEK, INC. | 80408SE
SJG-I | 6685371392 |  | 03-02-45-04 | 1 | EA | BRACKET, MOUNTING PRES REG (CEM) MOORE PROD 2932-19 | IR07-0202 |  |  | MOORE PRODUCTS | 2932-19
SJG-I | 6695394228 |  | 03-02-45-04 | 6 | EA | BRUSH, ELECTRICAL, CONT, HONEYWELL INC, 30079690000 | IR07-0201 |  |  | HONEYWELL, INC. | 30079690000
SJG-I | 6695395399 |  | 03-02-45-04 | 2 | ST | BRUSH, ELECTRICAL, SET/BALANCING MTR, LEEDS & NORTHRUP, 030014 | IR07-0196 |  |  | LEEDS & NORTHRUP | 30014
SJG-I | 4730115948 |  | 03-02-45-04 | 4 | EA | BUSHING, COUPLING QD SF 1-7/8"BORE, RELIANCE ELEC, SF X 1-7/8 | IR07-0208 |  |  | DODGE DIV., RELIANCE | SF X 1-7/8
SJG-I | 4460000666 |  | 03-02-45-04 | 6 | EA | BUSHING, CRANK PIN INGERSOLL-RAND CO 2R13030 | IR07-0203 |  |  | INGERSOLL-RAND CO | 2R13030
SJG-I | 4810125395 |  | 03-02-45-04 | 1 | EA | BUSHING, VALVE, EPDM, KEYSTONE VALVE DIV, BY DESCRP | IR07-0200 |  |  | KEYSTONE VALVE DIV. | BY DESCRP
SJG-I | 5975264663 |  | 03-02-45-04 | 3 | EA | BUTTON, PUSH, 5/8"W, 1-5/16"L, PLAST, BLK, CLOSE, EXTEN | IR07-0195 |  |  | BORDER STATES ELEC | BY DESCRP
SJG-I | 5975264564 |  | 03-02-45-04 | 3 | EA | BUTTON, PUSH, AUTO, 5/8"W, 1-5/16"L, PLAST, BLK, EXTEND | IR07-0207 |  |  | ARGO INTERNATIONAL C | BY DESCRP
SJG-I | 5985000057 |  | 03-02-45-05 | 7 | EA | ANTENNA, RADIO E.F. JOHNSON CO 501-0117-143 | IR07-0186 |  |  | E. F. JOHNSON COMPAN | 501-0117-143
SJG-I | 2940000421 |  | 03-02-45-05 | 2 | EA | BAFFLE, WATER, BRASS, AMF CUNO / PROCESS EQUIPM, 34247-31 | IR07-0180 |  |  | AMF CUNO / PROCESS E | 34247-31
SJG-I | 3110068149 |  | 03-02-45-05 | 7 | EA | BEARING, BALL, 11588, SINGLE ROW CONRAD/SEALED, 2.0469"ID, 0.8750"OD, 0.6594"W, 2 SEALS, FAFNIR BEARING, 205KRR-2 | IR07-0191 |  |  | FAFNIR BEARING | 205KRR-2
SJG-I | 3110059965 |  | 03-02-45-05 | 1 | EA | BEARING, ROLLER, CYLINDRICAL, 2.1877"ID, 3.3465"OD, 0.7480"W, FEDERAL - MOGUL CORP., M1209EL | IR07-0182 |  |  | FEDERAL-MOGUL CORP. | M1209EL
SJG-I | 3110071663 |  | 03-02-45-05 | 12 | EA | BEARING, THRUST BAILEY CONTROLS COMPANY 5324103A1 | IR07-0183 |  |  | BAILEY CONTROLS COMP | 5324103A1
SJG-I | 3110071671 |  | 03-02-45-05 | 6 | EA | BEARING, THRUST NDLE BAILEY CONTROLS CO 5324104A1 | IR07-0181 |  |  | BAILEY CONTROLS COMP | 5324104A1
SJG-I | 4320080353 |  | 03-02-45-05 | 1 | EA | DEFLECTOR, 1/8"THK PLAST GOULDS PUMPS INC 73519-2 | IR07-0246 |  |  | GOULDS PUMPS, INC. | 73519-2
SJG-I | 5010004082 |  | 03-02-45-05 | 1 | EA | ELEMENT, FILTER, AIR, 5-1/2"ID, 7-3/16"OD, 4-1/16"L, 1"THK, PAPER, ROUND, COMPRESSOR ENGINEERING CO, CE-40051898 | IR07-0249 |  |  | COMPRESSOR ENGINEERI | CE-40051898
SJG-I | 5010004496 |  | 03-02-45-05 | 1 | EA | FILTER, AMETEK, INC., 25105JE, CEM | IR07-0247 |  |  | AMETEK/THERMOX INSTR | 25105JE
SJG-I | 5999287625 |  | 03-02-45-05 | 1 | EA | MODULE, ALARM 0-5VDC 160A (CEM) ACROMAG INC 160A-VM-SN-L-1 | IR07-0179 |  |  | ACROMAG, INC. | 160A-VM-SN-L-1
SJG-I | 6695395589 |  | 03-02-45-07 | 1 | EA | CORD, DRIVE LEEDS & NORTHRUP 146084 | IR07-0243 |  |  | LEEDS & NORTHRUP | 146084
SJG-I | 5955000020 |  | 03-02-45-07 | 1 | EA | CRYSTAL, ELECTRICAL, 3.2 MHZ, JOHN FLUKE MFG 460550 | IR07-0245 |  |  | JOHN FLUKE MFG. CO., | 460550
SJG-I | 6685370576 |  | 03-02-45-07 | 2 | EA | DIAPHRAGM, BLR FISHER CONTROLS CO 1E390536012 | IR07-0241 |  |  | FISHER CONTROLS COMP | 1E390536012
SJG-I | 6625001109 |  | 03-02-45-07 | 1 | EA | DRYER, ELECTRIC, COMPACT, DAYTON ELECTRIC MFG. CO., 6X523 | IR07-0248 |  | CONSOLIDATED ELECTRI | DAYTON ELECTRIC MFG. | 6X523
SJG-I | 6630324868 |  | 03-02-45-07 | 1 | EA | ELECTRODE, MEASURING, REDOX, VAN LONDON COMPANY INC, 7906820 | IR07-0244 |  |  | LEEDS & NORTHRUP | 117418
SJG-I | 6630323118 |  | 03-02-45-07 | 1 | EA | ELECTRODE, MEASURING, THERMO ELECTRON CORP, 4015, CEM | IR07-0253 |  |  | THERMO ELECTRON CORP | 4015
SJG-I | 3990000618 |  | 03-02-45-07 | 8 | EA | SEAT, GATE, UCC, 190856 | IR07-0428 |  |  | UNITED CONVEYOR CORP | 190856
SJG-I | 3020052084 |  | 03-02-45-07 | 1 | EA | SPROCKET, IDLER, CHAIN, 2-1/8"BORE, 12, UCC, 36081 | IR07-0424 |  |  | UNITED CONVEYOR CORP | 36081
SJG-I | 6685371350 |  | 03-02-45-07 | 1 | EA | TRANSMITTER, FLOW (CEM) ACROMAG INC 160T-VM-I-U-1-C | IR07-0242 |  |  | ACROMAG, INC | 160T-VM-I-U-1-C
SJG-I | 4810125403 |  | 03-02-45-07 | 1 | EA | TRIM, VALVE, EPDM, CVRED, 4 993 DISC STEM, KEYSTONE VALVE, BY DESCRP | IR07-0252 |  |  | KEYSTONE VALVE DIV. | BY DESCRP
SJG-I | 6145001852 |  | 03-02-45-08 | 2 | EA | CABLE, INSULATED, ARMORED, BENTLY NEVADA, 4454-156 | IR14-0525 |  |  | BENTLY NEVADA CORPOR | 4454-156
SJG-I | 6110297154 |  | 03-02-45-08 | 2 | EA | CIRCUIT, INTEGRATED, VAGE REG, -5 V, ABB KENT-TAYLOR INC, 12 | IR14-0521 |  |  | ABB KENT-TAYLOR, INC | 129S827
SJG-I | 6110295331 |  | 03-02-45-08 | 2 | EA | HEATER, OVERLOAD, N-13, ALLEN-BRADLEY CO., N-13 | IR14-0519 |  |  | ALLEN-BRADLEY CO. | N-13
SJG-I | 6210002579 |  | 03-02-45-08 | 7 | EA | LENS, CAP, IND LMP, 1"ID, GLASS, GREEN, CUTLER-HAMMER, 10250 | IR14-0535 |  |  | CUTLER-HAMMER | 10250T-C14
SJG-I | 6210000094 |  | 03-02-45-08 | 6 | EA | LENS, CAP, IND LMP, 7/16"ID, 9/16"OD, 1/2"L, 1/16"THK, PLAST | IR14-0530 |  |  | BORDER STATES ELECTR | BY DESCRP
SJG-I | 6210000656 |  | 03-02-45-08 | 10 | EA | LENS, CAP, IND LMP, RED, DIALCO - DIALIGHT CORPORA, 95-0931 | IR14-0531 |  | CONSOLIDATED ELECTRI | DIALCO - DIALIGHT CO | 95-0931
SJG-I | 6210002561 |  | 03-02-45-08 | 3 | EA | LENS, CAP, RED, GLASS, CUTLER-HAMMER, 10250T-C13, NO SUB | IR14-0534 |  |  | CUTLER-HAMMER | 10250T-C13
SJG-I | 6210000011 |  | 03-02-45-08 | 10 | EA | LENS, LMP, GREEN, DIALCO-DIALIGHT, 250-1472-500 | IR14-0528 |  |  | DIALCO - DIALIGHT CO | 250-1472-500
SJG-I | 6240314481 |  | 03-02-45-08 | 8 | EA | LIGHT, RED, HONEYWELL, 134326 | IR14-0541 |  |  | HON219170101 | 134326
SJG-I | 6115000017 |  | 03-02-45-08 | 1 | EA | RELAY, CONTROL, SEQUENCING, 250 V, 115/120 V, 5 A, 540 OHM, | IR14-0522 |  |  | CONSOLIDATED ELECTRI | BY DESCRP
SJG-I | 6110296909 |  | 03-02-45-08 | 1 | EA | SWITCH, KIT, CVR/START-STOP, CUTLER-HAMMER, C400KG1 | IR14-0520 |  |  | CUTLER-HAMMER, INC | C400KG1
SJG-I | 5999279853 |  | 03-02-45-10 | 3 | EA | CARTRIDGE, INK, RED, GRAPHIC CONTROLS CORP, 10553361 | IR07-0437 |  |  | GRAPHIC CONTROLS COR | 10553361
SJG-I | 4320086400 |  | 03-02-45-10 | 1 | EA | COLLAR, BEARING, SPACR, VIKING PUMP DIVISION, 2-288-029-210 | IR07-0434 |  |  | VIKING PUMP DIVISION | 2-288-029-210
SJG-I | 5330170670 |  | 03-02-45-10 | 3 | EA | GASKET, FLG/INLET, NON-ASB, UCC, 408597 | IR07-0421 |  |  | UNITED CONVEYOR CORP | 408597
SJG-I | 6210001084 |  | 03-02-45-10 | 2 | EA | LENS, CAP, GREEN, SQUARE D. COMPANY 9001-G-6 | IR07-0439 |  |  | SQUARE D. COMPANY | 9001-G-6
SJG-I | 6210000722 |  | 03-02-45-10 | 5 | EA | LENS, CAP, RED, SQUARE D. COMPANY 9001-R-6 | IR07-0438 |  |  | SQUARE D. COMPANY | 9001-R-6
SJG-I | 5365213056 |  | 03-02-45-10 | 2 | EA | RING, KIT/SET, RETAINING, UCC, 4006-4 | IR07-0422 |  |  | UNITED CONVEYOR CORP | 4006-4
SJG-I | 4320086970 |  | 03-02-45-10 | 1 | EA | SCREW, SET, MILTON ROY CO, 405-0044-074 | IR07-0423 |  |  | MILTON ROY CO | 405-0044-074
SJG-I | 5307150077 |  | 03-02-45-10 | 6 | EA | STUD, IDLER PIVOT, UCC, 36169, WU: UCC 38" FLYASH ROTARY UNL | IR07-0420 |  |  | UNITED CONVEYOR CORP | 36169
SJG-I | 5950250265 |  | 03-02-45-10 | 1 | EA | TRANSFORMER, ROSEMOUNT ANALYTICAL, 2107C19H01 | IR07-0441 |  |  | ROSEMOUNT ANALYTICAL | 2107C19H01
SJG-I | 3990000584 |  | 03-02-45-11 | 2 | EA | ANGLE, GATE, UCC 46417; WU: ROTARY UNLOADER, UNITS 3&4 | IR07-0173 |  |  | UNITED CONVEYOR CORP | 46417
SJG-I | 3110073271 |  | 03-02-45-11 | 3 | EA | BEARING, 1.2500"ID 1.6200"OD 1.5000"W UCC 40564-94 | IR07-0169 |  |  | UNITED CONVEYOR CORP | 40564-94
SJG-I | 3990000592 |  | 03-02-45-11 | 4 | EA | CONNECTOR, PIVOT UCC 13612, WU: ROTARY UNLOADER, UNITS 3 & 4 | IR07-0174 |  |  | UNITED CONVEYOR CORP | 13612
SJG-I | 3990000576 |  | 03-02-45-11 | 2 | EA | DISC, GATE UCC 190857, WU: ROTARY UNLOADER, UNITS 3 & 4 | IR07-0172 |  |  | UNITED CONVEYOR CORP | 190857
SJG-I | 5330215616 |  | 03-02-45-11 | 5 | EA | GASKET, NON-ASB, 7-1/2"L X 5-5/16" W/OUTER X, 4-3/4" X 4" W/INSIDE, UCC, 408608, WU: UCC FLY ASH & BOTTOM ASH SYSTEM, UNITS 3 & 4 | IR07-0170 |  |  | UNITED CONVEYOR CORP | 408608
SJG-I | 3020051292 |  | 03-02-45-11 | 49 | EA | LINK, CHAIN, CONNECTING/COTTERED/HEAVY, #80H, 1"PITCH, UCC, | IR07-0167 |  |  | FMC CORPORATION - DR | PC800H
SJG-I | 3990000600 |  | 03-02-45-11 | 2 | EA | RETAINER, SEAT UCC 13697 | IR07-0175 |  |  | UNITED CONVEYOR CORP | 13697
SJG-I | 3990000725 |  | 03-02-45-11 | 4 | EA | SEAT, GATE/KNIFE POLY 150# 12" PAUL A DOUDEN CO 191605-5 | IR07-0177 |  |  | PAUL A. DOUDEN CO. | 191605.5
SJG-I | 3990000568 |  | 03-02-45-11 | 2 | EA | SHAFT, GATE PNM MACHINE SHOP SJS-M359 | IR07-0171 |  |  | UNITED CONVEYOR CORP | 404117
SJG-I | 6645328193 |  | 03-02-45-11 | 2 | EA | TIMER, ELEC, CYCLE, CONTR, 115V, 10A, 60SEC, 6POLE, UCC, 350502-0-06 | IR07-0166 |  |  | UNITED CONVEYOR CORP | 350502-0-060-6
SJG-I | 3040058665 |  | 03-02-45-11 | 6 | EA | WIPER, ROD 1-1/4" UCC 40649-6 | IR07-0168 |  |  | UNITED CONVEYOR CORP | 40649-6
SJG-I | 3110060781 |  | 03-02-45-12 | 1 | EA | BEARING, ROLLER NDLE 1.6250"OD 1.2600"W MCGILL MFG MR18SRS | IR07-0162 |  |  | MCGILL MFG CO INC, B | MR18SRS
SJG-I | 6695394335 |  | 03-02-45-12 | 1 | EA | PRINTER, ASSY FOXBORO COMPANY E9401WB OR E9401EA | IR07-0159 |  |  | FOXBORO COMPANY | E9401WB OR E9401EA
SJG-I | 5365218097 |  | 03-02-45-12 | 2 | EA | RING, RETAINING FMC CORP-BEARING 0367017-17 | IR07-0156 |  |  | FMC CORPORATION - BE | 0367017-17
SJG-I | 5365218105 |  | 03-02-45-12 | 2 | EA | RING, RETAINING FMC CORP-BEARING 0367017-3 | IR07-0157 |  |  | FMC CORPORATION - BE | 0367017-3
SJG-I | 5930231997 |  | 03-02-45-12 | 7 | EA | SWITCH, MANUAL DIP 4 FORNEY INTERNATIONAL INC X77925-00 | IR07-0155 |  |  | FORNEY INTERNATIONAL | X77925-00
SJG-I | 3110072117 |  | 03-02-45-22 | 2 | EA | BEARING, FLANGE, FL-4167, BALL, 4.0000"ID, 10.8750"OD, 4.6250"W, 10.8750", 4 BLT, CI HSNG, LAWRENCE PUMPS, INC., 2, WU: LWRNC VERTICAL CANTI | IR07-0209 |  |  | LAWRENCE PUMPS, INC | 2
SJG-I | 6130000224 |  | 03-02-45-22 | 4 | EA | CHARGER, BATTERY RADIO E.F. JOHNSON CO 587-5900-012 | IR07-0187 |  |  | E. F. JOHNSON CO | 587-5900-012
SJG-I | 5010002300 |  | 03-02-45-22 | 24 | EA | ELEMENT, FILTER, AIR, 6-5/8"W, 16-7/8"L, 1/2"THK, S & S FILTER MFG, 16-7/8" X 6-5/8" X 1/2"SA | IR07-0250 | KOCH FILTER CORPORAT | C&I 16-7/8 X 6-5/8 X | KOCH FILTER CORPORAT | 16-7/8" X 6-5/8" X 1
SJG-I | 5010003324 |  | 03-02-45-22 | 4 | EA | ELEMENT, FILTER, AIR/DRYER, PALL PNEUMATIC PRODUCTS, PCS1001 | IR07-0251 |  |  | ENGINEERED EQUIPMENT | MCS1001HT
SJG-I | 3020054064 |  | 03-02-45-22 | 36 | EA | SPROCKET, DRIVE, CHAIN, 4.010"OD, 1", #80, 11, MARTIN SPROCK | IR07-0372 |  |  | BROWNING MFG.DIV., E | 80A11
SJG-I | 3120060573 |  | 03-02-46-03 | 1 | EA | BEARING, STUFFING BOX, WORTHINGTON, BRG-510-00 | IR14-0061 |  |  | WORTHINGTON PUMP CO | 455
SJG-I | 3040058459 |  | 03-02-46-03 | 2 | EA | HUB, 2-3/16", 2-3/16"ID, GATES RUBBER, SF2-3/16QD, | IR14-0049 |  |  | DODGE DIV., RELIANCE | SF X 2 3/16QD
SJG-I | 3915000511 |  | 03-02-46-03 | 8 | EA | NOZZLE, SPRAY, 1/2", UCC, 403013-11, WU:UCC ASHHANDLING SYST | IR14-0067 |  |  | UNITED CONVEYOR CORP | 403013-11
SJG-I | 3910000060 |  | 03-02-46-03 | 20 | EA | NOZZLE, SPRAY, 3/4", 7/16"ID, BRS, UCC, 40382-32 | IR14-0065 |  |  | UNITED CONVEYOR CORP | 40382-32
SJG-I | 3020056184 |  | 03-02-46-03 | 3 | EA | PULLEY, SHEAVE, BELT, 6"DIA, 5.36", CI, 2, BROWNING MFG.DIV. | IR14-0035 |  |  | BROWNING MFG.DIV., E | 2AK61-1
SJG-I | 3040056560 |  | 03-02-46-03 | 1 | EA | SHAFT, DRIVE, PUMP, W-20, PNM MACHINE SHOP, SJS-M354 | IR14-0043 |  |  | WORTHINGTON PUMPS CO | 960480-06
SJG-I | 3020055780 |  | 03-02-46-03 | 5 | EA | STRIP, MULLION/BACK, W.W. SLY MFG CO, ABC-7 | 3020055780 |  |  | THE WW SLY MANUFACTU | ABC-7
SJG-I | 4320088091 |  | 03-02-46-03 | 1 | EA | WASHER, SPRING, ALLIS CHALMERS, 5-917-1, | IR14-0104 |  |  | ALLIS CHALMERS CORP. | 5-917-1
SJG-I | 5305153560 |  | 03-02-46-04 | 34 | EA | SCREW, CAP, HEX, 3/8"DIA, 16 TPI, 5"L, 316 SS, ANY MFG, BY DESCRP | IR14-0205 |  |  | ANY MFG | BY DESCRP
SJG-I | 5305149469 |  | 03-02-46-04 | 81 | EA | SCREW, CAP, SCKT/FLAT, #10 DIA, 1/2"L, ALLOY STL, ANY MFG, BY DESCRP | IR14-0192 |  |  | ANY MFG | BY DESCRP
SJG-I | 5305149766 |  | 03-02-46-04 | 92 | EA | SCREW, CAP, SCKT/FLAT, 1/2"DIA, 3"L, ALLOY STL, ANY MFG, BY DESCRP | IR14-0194 |  |  | ANY MFG | BY DESCRP
SJG-I | 5305149261 |  | 03-02-46-04 | 53 | EA | SCREW, CAP, SCKT/FLAT, 3/8"DIA, 16 TPI, 2"L, MILD STL, ANY MFG, BY DESCRP | IR14-0191 |  |  | ANY MFG | BY DESCRP
SJG-I | 5305150848 |  | 03-02-46-04 | 70 | EA | SCREW, CAP, SCKT/FLAT, 5/8"DIA, 2-1/2"L, ALLOY STL, ANY MFG, BY DESCRP | IR14-0201 |  |  | ANY MFG | BY DESCRP
SJG-I | 5305150913 |  | 03-02-46-04 | 324 | EA | SCREW, CAP, SCKT/RND, #10 DIA, 24 TPI, 1/2"L, ALLOY STL, ANY | IR14-0202 |  |  | ANY MFG | BY DESCRP
SJG-I | 5305150954 |  | 03-02-46-04 | 42 | EA | SCREW, CAP, SCKT/RND, #10 DIA, 24 TPI, 1-1/2"L, ALLOY S | IR14-0203 |  |  | ANY MFG | BY DESCRP
SJG-I | 5305150988 |  | 03-02-46-04 | 40 | EA | SCREW, CAP, SCKT/RND, 5/16"DIA, 1-3/4"L, ALLOY STL, ANY MFG, BY DESCRP | IR14-0204 |  |  | ANY MFG | BY DESCRP
SJG-I | 5305150632 |  | 03-02-46-04 | 17 | EA | SCREW, CAP, SCKT/RND, 5/16"DIA, 2-1/2"L, ALLOY STL, ANY MFG, BY DESCRP | IR14-0198 |  |  | ANY MFG | BY DESCRP
SJG-I | 5305148941 |  | 03-02-46-04 | 230 | EA | SCREW, MACHINE, #12 DIA, 1-1/2"L, 24 TPI, BRS, RND/SLOTTED | IR14-0188 |  |  | ANY MFG | BY DESCRP
SJG-I | 5305149139 |  | 03-02-46-04 | 29 | EA | SCREW, MACHINE, 5/16"DIA, 1"L, 18 TPI, ZINC PLTD STL, RND/SL | IR14-0190 |  |  | ANY MFG | BY DESCRP
SJG-I | 5305150160 |  | 03-02-46-04 | 43 | EA | SCREW, SET, #10 DIA, 1/4"L, 32 TPI, STL, SCKT, ANY MFG, BY DESCRP | IR14-0196 |  |  | ANY MFG | BY DESCRP
SJG-I | 5305150731 |  | 03-02-46-04 | 30 | EA | SCREW, SET, #10 DIA, 1/4"L, 32 TPI, STL, SCKT, ANY MFG, BY DESCRP | IR14-0200 |  |  | ANY MFG | BY DESCRP
SJG-I | 5305148875 |  | 03-02-46-04 | 50 | EA | SCREW, SET, #8 DIA, 1/2"L, 32 TPI, 316 SS, SCKT, ANY MF | IR14-0186 |  |  | ANY MFG | BY DESCRP
SJG-I | 5305149485 |  | 03-02-46-04 | 34 | EA | SCREW, SET, 1/2"DIA, 1-1/4"L, ALLOY STL, SCKT, ANY MFG, BY DESCRP | IR14-0193 |  |  | ANY MFG | BY DESCRP
SJG-I | 5305149998 |  | 03-02-46-04 | 73 | EA | SCREW, SET, 1/4"DIA, 1/2"L, 20 TPI, STL, SCKT, ANY MFG, BY DESCRP | IR14-0195 |  |  | ANY MFG | BY DESCRP
SJG-I | 5305150525 |  | 03-02-46-04 | 32 | EA | SCREW, SET, 3/4"DIA, 3/4"L, SS, SCKT, ANY MFG, BY DESCRP | IR14-0197 |  |  | ANY MFG | BY DESCRP
SJG-I | 5305150640 |  | 03-02-46-04 | 7 | EA | SCREW, SET, 5/8"DIA, 1"L, 18 TPI, ALLOY STL, SCKT, ANY MFG, | IR14-0199 |  |  | ANY MFG | BY DESCRP
SJG-I | 5305146721 |  | 03-02-46-05 | 45 | EA | SCREW, CAP, HEX, 1"DIA, 8 TPI, 4"L, 316 SS, ANY MFG, BY DESC | IR14-0180 |  |  | ANY MFG | BY DESCRP
SJG-I | 5305145855 |  | 03-02-46-05 | 76 | EA | SCREW, CAP, HEX, 1/2"DIA, 13 TPI, 3"L, 316 SS, ANY MFG, BY D | IR14-0176 |  |  | ANY MFG | BY DESCRP
SJG-I | 5305147679 |  | 03-02-46-05 | 102 | EA | SCREW, CAP, HEX, 1/4"DIA, 20 TPI, 3"L, 316 SS, ANY MFG, BY D | IR14-0182 |  |  | ANY MFG | BY DESCRP
SJG-I | 5305145160 |  | 03-02-46-05 | 8 | EA | SCREW, CAP, HEX, 3/4"DIA, 10 TPI, 4"L, 316 SS, ANY MFG, BY D | IR14-0173 |  |  | ANY MFG | BY DESCRP
SJG-I | 5305145400 |  | 03-02-46-05 | 83 | EA | SCREW, CAP, HEX, 3/8"DIA, 16 TPI, 2"L, 316 STNLESS STL, ANY MFG, BY DESCRP | IR14-0174 |  |  | ANY MFG | BY DESCRP
SJG-I | 5305148420 |  | 03-02-46-05 | 19 | EA | SCREW, CAP, HEX, 5/8"DIA, 11 TPI, 6"L, 316 SS, ANY MFG, BY D | IR14-0185 |  |  | ANY MFG | BY DESCRP
SJG-I | 5305147455 |  | 03-02-46-05 | 239 | EA | SCREW, MACHINE, #12 DIA, 1"L, 24 TPI, BRS, RND/SLOTTED | IR14-0181 |  |  | ANY MFG | BY DESCRP
SJG-I | 5305148362 |  | 03-02-46-05 | 216 | EA | SCREW, MACHINE, 1/4"DIA, 1"L, 20 TPI, BRS, RND/SLOTTED, ANY | IR14-0184 |  |  | ANY MFG | BY DESCRP
SJG-I | 5305146523 |  | 03-02-46-05 | 205 | EA | SCREW, MACHINE, 5/16"DIA, 1-1/2"L, 18 TPI, ZINC PLTD STL, RN | IR14-0179 |  |  | ANY MFG | BY DESCRP
SJG-I | 5305146077 |  | 03-02-46-05 | 79 | EA | SCREW, SET, 1/4"DIA, 3/4"L, 20 TPI, 316 SS, SCKT, ANY MFG, B | IR14-0178 |  |  | ANY MFG | BY DESCRP
SJG-I | 5305148065 |  | 03-02-46-05 | 170 | EA | SCREW, TAPPING, SH MTL, #12 DIA, 2"L, ZINC CHROMATE PLTED ST | IR14-0183 |  |  | ANY MFG | BY DESCRP
SJG-I | 4810138182 |  | 03-02-46-06 | 1 | KT | ACTUATOR, KIT, REBUILD, XOMOX CORP., 21EA100AA, WU: LIMESTONE | IR14-0158 |  |  | XOMOX CORPORATION | 21EA100AA
SJG-I | 3110061359 |  | 03-02-46-06 | 7 | EA | BEARING, BALL, SINGLE ROW/SHLD, 1.6875"ID, 3.3465"OD, 1.7188"W, 2 SHIELDS, MRC BEARING CORP - MARLIN, T1111AZZ, WU:REVERSE AIR FANS, U-4 BAGHOUSE | IR14-0051 |  |  | MRC BEARING CORP - M | T1111AZZ
SJG-I | 4810138034 |  | 03-02-46-06 | 2 | EA | LINER, VLV, 2"DIA, NEWCON COMPANY, 2103, LIMESTONE | IR14-0156 |  |  | NEWCON COMPANY | 2103
SJG-I | 4810137465 |  | 03-02-46-06 | 1 | EA | PLUG, VALVE, 2", 316 STNLESS STL, 150/600 LB, VALTEK IN | IR14-0151 |  |  | FLOWSERVE FCD CORPOR | 095830.150.000
SJG-I | 5305143751 |  | 03-02-46-06 | 114 | EA | SCREW, CAP, HEX, 1/2"DIA, 13 TPI, 1"L, 316 SS, ANY MFG, BY DESCRP | IR14-0169 |  |  | ANY MFG | BY DESCRP
SJG-I | 5305144676 |  | 03-02-46-06 | 83 | EA | SCREW, CAP, HEX, 3/8"DIA, 16 TPI, 2-1/2"L, 316 SS, ANY MFG, | IR14-0171 |  |  | ANY MFG | BY DESCRP
SJG-I | 5305145145 |  | 03-02-46-06 | 72 | EA | SCREW, SET, 1/4"DIA, 1/2"L, 20 TPI, 316 SS, SCKT, ANY MFG, B | IR14-0172 |  |  | ANY MFG | BY DESCRP
SJG-I | 5305144452 |  | 03-02-46-06 | 60 | EA | SCREW, TAPPING, SH MTL, #8 DIA, 1/2"L, 410 SS, HEX/WSHR/SLOT | IR14-0170 |  |  | ANY MFG | BY DESCRP
SJG-I | 4810131682 |  | 03-02-46-06 | 2 | EA | SEAT, VALVE, BTFLY, BUNA-N, 6", KEYSTONE VALVE DIV., 470-206 | IR14-0145 |  |  | TYCO VALVES & CONTRO | 470-206-060-100-003
SJG-I | 4820126854 |  | 03-02-46-06 | 2 | EA | VALVE, CHECK, VIKING PUMP DIVISION, 2-790-011-376 | IR14-0165 |  |  | VIKING PUMP DIVISION | 2-790-011-376
SJG-I | 4810138174 |  | 03-02-46-06 | 1 | KT | VALVE, KIT, REBUILD, XOMOX CORP., 9W5065, LIMESTONE | IR14-0157 |  |  | XOMOX CORPORATION | 9W5065
SJG-I | 4810138208 |  | 03-02-46-06 | 1 | KT | VALVE, KIT, REBUILD, XOMOX CORP., 9W5067, LIMESTONE | IR14-0159 |  |  | XOMOX CORPORATION | 9W5067
SJG-I | 4810138281 |  | 03-02-46-06 | 1 | KT | VALVE, KIT, REBUILD, XOMOX CORP., 9W5068, LIMESTONE | IR14-0160 |  |  | XOMOX CORPORATION | 9W5068
SJG-I | 4810137655 |  | 03-02-46-06 | 2 | KT | VALVE, KIT, REPAIR/BALL, 1/4 IN/1/2", JAMESBURY CORP., RKC21TT | IR14-0153 |  |  | JAMESBURY CORP. | RKC21TT
SJG-I | 4810137663 |  | 03-02-46-06 | 2 | KT | VALVE, KIT, REPAIR/BALL, 3/4", JAMESBURY, RKC22TT, LIMESTONE | IR14-0154 |  |  | JAMESBURY CORP. | RKC22TT
SJG-I | 4810137689 |  | 03-02-46-06 | 2 | KT | VALVE, KIT, REPAIR/BALL, JAMESBURY COPR, RKN137TT, LIMESTONE | IR14-0155 |  |  | JAMESBURY | RKN137TT
SJG-I | 4810137648 |  | 03-02-46-06 | 2 | KT | VALVE, KIT, REPAIR/SOLENOID, 12"/16", ASCO, K302723-MO, | IR14-0152 |  |  | AUTOMATIC SWITCH CO. | K302723-MO
SJG-I | 4810129892 |  | 03-02-46-06 | 1 | EA | VALVE, SOLENOID, P", MANNING ENVIRONMENTAL COR, 01488-00 | IR14-0142 |  |  | MANNING ENVIRONMENTA | 01488-00
SJG-I | 4720001199 |  | 03-02-46-07 | 1 | EA | HOSE, AIR/FLEX W/FITTINGS, 1/2", 250 PSI, MNPT, UCC, 44346-1 | IR14-0120 |  |  | UNITED CONVEYOR CORP | 44346-1
SJG-I | 4320089925 |  | 03-02-46-07 | 1 | EA | INDICATOR, AIR CLNR, ALLEN-SHERMAN HOFF, 005195200004 | IR14-0107 |  |  | ALLEN-SHERMAN-HOFF / | 005195200004
SJG-I | 4710099476 |  | 03-02-46-07 | 1 | EA | PIPE, THIN WALL, 2", 1-3/4"L, PLAST, MONITOR LABS, 80030123, | IR14-0116 |  |  | TELEDYNE MONITOR LAB | 80030123
SJG-I | 4320079348 |  | 03-02-46-07 | 50 | EA | PLATE, CVR, GOULDS PUMPS, 76668-6306 | IR14-0095 |  |  | DXP ENTERPRISES INC | 76668-6306
SJG-I | 4320089073 |  | 03-02-46-07 | 2 | EA | RING, RETAINING, ITEM 361-A, GOULDS PUMPS, 81545-393, | IR14-0106 |  |  | GOULDS PUMPS, INC. | 81545-393
SJG-I | 4320079322 |  | 03-02-46-07 | 10 | EA | SEAT, ROTARY/PUMP, GOULDS PUMPS, 77152-0075 | IR14-0093 |  |  | DXP ENTERPRISES IN | 77152-007
SJG-I | 4320079330 |  | 03-02-46-07 | 4 | EA | SEAT, STA/PUMP, GOULDS PUMPS, 70223-9062, | IR14-0094 |  |  | DXP ENTERPRISES INC | 70223-9062
SJG-I | 4320088422 |  | 03-02-46-07 | 1 | EA | SLEEVE, SHAFT, PUMP, HASTELLOY-C, PNM MACHINE SHOP, SJS-M607 | IR14-0105 |  |  | WORTHINGTON PUMP COR | 9901612-019
SJG-I | 4320080924 |  | 03-02-46-07 | 1 | EA | SLEEVE, SHAFT, PUMP, INCONEL, PNM MACHINE SHOP, SJS-M421, | IR14-0096 |  |  | LAWRENCE PUMPS, INC. | 12
SJG-I | 4320076039 |  | 03-02-46-07 | 1 | EA | SLEEVE, SHAFT, PUMP/INTER, 1-1/2"ID, PNM MACHINE SHOP, SJS-M | IR14-0090 |  |  | DXP ENTERP | 72679-
SJG-I | 4730131564 |  | 03-02-46-08 | 6 | EA | COUPLING, PIPE, 6", REPR, PROCESS EQUIP, FIG. 32, WU:REPAIR OF WMS PIPING | IR14-0131 |  |  | PROCESS EQUIPMENT CO | FIG. 32
SJG-I | 4810115347 |  | 03-02-46-08 | 11 | EA | DIAPHRAGM, VALVE, FLUSH, SLOAN VALVE, A-56A, WU:CLOSET FLUSH VALVE, PLANT WIDE | IR14-0133 |  |  | SLOAN VALVE | A-56A
SJG-I | 4730105626 |  | 03-02-46-08 | 2 | EA | FLANGE, PIPE, 3", FBRGL, 150 LB, FLAT, SCKTWELD, AMERON, 30402501 | IR14-0122 |  |  | AMERON | 30402501
SJG-I | 4720001447 |  | 03-02-46-08 | 3 | EA | HOSE, ASSY, HYDRALIC, 1/2", 36"L, 3500 PSI, MNPT X FERUL, DAYCO RUBBER, 8BX | IR14-0121 |  | ADVANCE SUPPLY & PUM | DAYCO RUBBER | 8BX
SJG-I | 4730117019 |  | 03-02-46-08 | 1 | EA | NOZZLE, SANDBLASTER, 1/4", CLEMCO INDUST, 01385 | IR14-0123 |  |  | CLEMCO INDUSTRIES | 01385
SJG-I | 4730125525 |  | 03-02-46-08 | 23 | EA | NOZZLE, SPRAY, 3/4", 5/16" ORIFICE, BRS 40, 1/2" NPT, UCC, 4 | IR14-0125 |  |  | UNITED CONVEYOR CORP | 40382-30
SJG-I | 4810115834 |  | 03-02-46-08 | 1 | EA | PLUG, VALVE, 1", 316 SS, VALTEK, 002129-150-000, | IR14-0135 |  |  | FLOWSERVE FCD CORPOR | 002129-150-000
SJG-I | 4810122129 |  | 03-02-46-08 | 1 | EA | RESET, CNTRL VLV, MASONEILAN DIVISION, 051506-002-999 | IR14-0137 |  |  | MASONEILAN DIVISION | 051506-002-999
SJG-I | 4810115461 |  | 03-02-46-08 | 2 | EA | VALVE, FOOT, BRADLEY, S07-015, | IR14-0134 |  |  | BRADLEY CORP | S07-015
SJG-I | 4810122327 |  | 03-02-46-08 | 7 | EA | VALVE, KIT, REPAIR, ANY MFG, BY DESCRP, BRADLEY CORP, S65-001A | IR14-0138 |  |  | BRADLEY CORP | S65-001A
SJG-I | 3230000048 |  | 03-02-46-09 | 23 | EA | BLADE, CUTTING, COMB. BLADE, 5/8"ID, 7-1/4"DIA, BLACK & DECKER, 63-007 | IR14-0062 |  |  | BLACK & DECKER (U.S. | 63-007
SJG-I | 4320086418 |  | 03-02-46-09 | 1 | EA | BUSHING, IDLER, VIKING PUMP, 2-108-014-880, WU:VIKING MDL AK | IR14-0101 |  |  | VIKING PUMP DIVISION | 2-108-014-880
SJG-I | 3950000186 |  | 03-02-46-09 | 2 | KT | CONTACT, ELECTRICAL/KIT, HARNISCHFEGER 4079Z150 | IR14-0071 |  |  | HARNISCHFEGER CORP. | 4079Z150
SJG-I | 3950000251 |  | 03-02-46-09 | 2 | KT | CONTACT, ELECTRICAL/KIT, HARNISCHFEGER 4079Z35 | IR14-0072 |  |  | HARNISCHFEGER CORP. | 4079Z35
SJG-I | 4210000040 |  | 03-02-46-09 | 1 | EA | COUPLING, ROD, SAFETY, CAST IRON, U.S.PIPE & FOUNDRY, H61, WU:HYDRANT 295, 5-1/4", FIRE PROTECTION, U-3&4 | IR14-0082 |  |  | U.S. PIPE & FOUNDRY | H61
SJG-I | 4210000487 |  | 03-02-46-09 | 2 | EA | COUPLING, STEM, BREAKABLE W/TWO 21P STEEL PINS, & FOUR 21CR COPPER RIVETS, AMERICAN FOUNDRY, 21, WU:FRHYDRNT, MDL A-6628-S-B, VLV OPNG SIZE | IR14-0085 |  |  | AMERICAN FOUNDRY AND | 21
SJG-I | 4210000206 |  | 03-02-46-09 | 6 | EA | FACE, SPRINKLER, 6", RUBR, AUTOMATIC SPRINKLER, 76-632C/A, | IR14-0084 |  |  | AUTOMATIC SPRINKLER | 76632A, 76632C
SJG-I | 4320079082 |  | 03-02-46-09 | 1 | EA | IMPELLER, PUMP, 5-3/4"DIA, 316 SS, THE DURIRON CO, CY46066A, | IR14-0092 |  |  | THE DURIRON COMPANY | CY46066A
SJG-I | 4320087440 |  | 03-02-46-09 | 1 | EA | KEY, AMF CUNO / PROCESS EQUIPM, 4492, WU:CUNO PRECISION | IR14-0102 |  |  | AMF CUNO / PROCESS E | 21
SJG-I | 4210000792 |  | 03-02-46-09 | 3 | EA | ROD, INK FILLED, GL, AUTOMATIC SPRINKLER, BY DESCRP, WU:HALO | IR14-0086 |  |  | AUTOMATIC SPRINKLER | BY DESCRP
SJG-I | 3040056180 |  | 03-02-46-09 | 12 | EA | SHAFT, 1-1/8"DIA, 18"L, UCC, 15489, WU:UCC ASH HANDLING SYS | IR14-0042 |  |  | UNITED CONVEYOR CORP | 15489
SJG-I | 4320081229 |  | 03-02-46-09 | 3 | EA | SPOOL, CNTRL, ITEM #268-B, MILTON ROY, 268-0037-006, | IR14-0097 |  |  | MILTON ROY COMPANY | 268-0037-006
SJG-I | 3110071176 |  | 03-02-46-10 | 1 | EA | BEARING, BALL, SINGLE ROW CONRAD, 4.3307"ID, 7.8740"OD, 1.4961"W, FAFNIR BEARING, 222 K, WU:SCREEN BOWL CENTRIFUGE, SERVICE SODIUM SULPHATE | IR14-0057 |  |  | SNR CORPORATION | 6222
SJG-I | 3110066457 |  | 03-02-46-10 | 1 | EA | BEARING, MARINE, GOULDS PUMPS, INC., 75088-3 | IR14-0053 |  |  | DXP ENTERPRISES, | 75088-3
SJG-I | 3020051326 |  | 03-02-46-10 | 2 | EA | CHAIN, DRIVE, ROLLER/COTTERED/HEAVY, #80H, 168"L, 1", REXNOR | IR14-0030 |  |  | DIAMOND CHAIN COMPAN | 80HCOT*168PITCH
SJG-I | 0100000336 |  | 03-02-46-10 | 2 | KT | COLLAR, KIT, SC-AA, UCC, 88888-8150, WU:ALL UNITA PADDLE MIX | IR14-0025 |  |  | UNITED CONVEYOR CORP | 88888-8150
SJG-I | 3010051096 |  | 03-02-46-10 | 2 | EA | HUB, SPACR, 1-1/8", SURE-FLEX, T.B.WOOD'S, 5SC-H X 1-1/8 | IR14-0027 |  |  | T.B.WOOD'S SONS CO. | 5SC-H X 1-1/8
SJG-I | 3020053611 |  | 03-02-46-10 | 31 | EA | LINK, CHAIN, COLD SHUT, 3/16", MALLEABLE IR, CROSBY GROUP, DIVISION OF, BY DESCRP | IR14-0032 |  |  | CROSBY GROUP, DIVISI | BY DESCRP
SJG-I | 3040055786 |  | 03-02-46-10 | 3 | EA | ROD, PISTON, 6" STROKE, UCC, 44301-4, WU:UCC ASH HANDLING SY | IR14-0040 |  |  | UNITED CONVEYOR CORP | 44301-4
SJG-I | 3110071218 |  | 03-02-46-10 | 2 | EA | SPACER, BRG, VIKING PUMP, 2-755-020-210, WU:VIKING PMP MDL AK95M, STEAM COMPRESSOR LUB | IR14-0058 |  |  | VIKING PUMP DIVISION | 2-755-020-210
SJG-I | 3020053124 |  | 03-02-46-10 | 2 | EA | SPROCKET, DRIVE, CHAIN/HARDENED, 6.010"OD, 2-25/32"W, 1-1/2" | IR14-0031 |  |  | BROWNING MFG.DIV., E | H120Q11
SJG-I | 3110062993 |  | 03-02-46-10 | 15 | EA | WASHER, BRONZE, WRAPPER, WESTERN PRECIPITATION, MK1-113752-L | IR14-0052 |  |  | WESTERN PRECIPITATIO | MK1-113752-L
SJG-I | 5975268169 |  | 03-02-46-11 | 1 | EA | BODY, CONDUIT, LB, 3", THDED, KILLARK, OLB-8 | IR14-0499 |  |  | KILLARK | OLB-8
SJG-I | 5975265520 |  | 03-02-46-11 | 6 | EA | BODY, CONDUIT, LL, 2", THDED, CROUSE HINDS, LL-67 | IR14-0498 |  |  | CROUSE HINDS | LL-67
SJG-I | 5305154360 |  | 03-02-46-11 | 8 | EA | BOLT, GENERAL ELECTRIC, U627P108L0325 | IR09-0005 |  |  | GENERAL ELECTRIC CO. | U627P108L0325
SJG-I | 5830000070 |  | 03-02-46-11 | 3 | EA | ENCLOSURE, ELECTRICAL, AMPL, 8.10"W, 8.10"L, 5.10", STL, 1, | IR14-0304 |  |  | GAI-TRONICS CORPORAT | 702A
SJG-I | 5330188524 |  | 03-02-46-11 | 1 | EA | GLAND, PACKING, NON-ASB, UCC, 40660, | IR14-0242 | IR97-0628 |  | UNITED CONVEYOR CORP | 40660
SJG-I | 5315160977 |  | 03-02-46-11 | 3 | EA | KEY, CENTERLINE, GENERAL ELECTRIC, 107A5163P0001 | IR09-0008 |  |  | GENERAL ELECTRIC COM | 107A5163P0001
SJG-I | 5315160985 |  | 03-02-46-11 | 3 | EA | KEY, CENTERLINE, GENERAL ELECTRIC, 107A5163P0002 | IR09-0007 |  |  | GENERAL ELECTRIC COM | 107A5163P0002
SJG-I | 5315160969 |  | 03-02-46-11 | 2 | EA | KEY, ELEVATION, GENERAL ELECTRIC, 182A1261P0001 | IR09-0006 |  |  | GENERAL ELECTRIC COM | 182A1261P0001
SJG-I | 5340189686 |  | 03-02-46-11 | 56 | EA | LOCKPLATE, (1) 1/2"HOLE, GE, 03666789P0005 | IR98-0152 |  |  | GENERAL ELECTRIC | 03666789P0005
SJG-I | 5340188225 |  | 03-02-46-11 | 10 | EA | LOCKPLATE, (1), 15/16" HOLE | IR09-0012 |  |  | STEAM SPECIALTIES | 0366789P0008
SJG-I | 5365214088 |  | 03-02-46-11 | 8 | EA | RING, TYPE CCC, 6", CS, ANY MFG, BY DESCRP | IR14-0295 |  |  | ANY MFG | BY DESCRP
SJG-I | 3040055349 |  | 03-02-46-12 | 20 | EA | BODY, CYLINDER, 6" STROKE, UCC, 44300-4, WU:UCC ASH HANDLING SYS | IR14-0038 |  |  | UNITED CONVEYOR CORP | 44300-4
SJG-I | 4730135060 |  | 03-02-46-12 | 2 | ST | COUPLING, SPACER, 9, TB WOOD'S, BY DESCRP | IR14-0132 |  |  | T.B.WOOD'S SONS CO. | BY DESCRP
SJG-I | 3010051302 |  | 03-02-46-12 | 2 | EA | PISTON, ASSY, YOKE PIN, PIN RETANR, PISTON, DI, BETTIS 16231 | IR14-0029 |  |  | BETTIS CORPORATION | 16231
SJG-I | 4310074564 |  | 03-02-46-12 | 1 | EA | PUMP, AIR COMPR, BEACH-RUSS, 148-113, WU:FIRE PROTECTION SYS | IR14-0088 |  |  | BEACH-RUSS COMPANY | 148-113
SJG-I | 3010051278 |  | 03-02-46-12 | 1 | EA | REDUCER, GEAR, 1-1/2", 116 RPM, 15:1, BURHANS-SHARPE, 1-E2-1 | IR14-0028 |  |  | BURHANS-SHARPE | 1-E2-15
SJG-I | 4210000990 |  | 03-02-46-12 | 2 | EA | VALVE, CYL, CHEMETRON, 1-61-0720 | IR14-0087 |  |  | FIRE SYSTEMS-CHEMETR | 1-61-0720
SJG-I | 4210000149 |  | 03-02-46-12 | 3 | KT | VALVE, KIT, US PIPE & FOUNDRY, HR-205, WU:HYDRANT #205 5-1/4 | IR14-0083 |  |  | U.S. PIPE & FOUNDRY | HR-205
SJG-I | 4810138349 |  | 03-02-46-12 | 1 | EA | VALVE, PLUG, 1", W/O ACUTATOR, FLNG, DI/FEP, FIG 061, XOMOX | IR14-0161 |  |  | XOMOX CORPORATION | BY DESCRP
SJG-I | 5830000047 |  | 03-02-46-18 | 1 | EA | AMPLIFIER, COMMUNICATION, OUTSIDE SPKR, GAI-TRONICS CORP, 66 | IR14-0303 |  |  | GAI-TRONICS CORPORAT | 660E
SJG-I | 3455000194 |  | 03-02-46-18 | 6 | EA | BLADE, CUTTING, SAW/BAND, 1"W, 10'10-1/2"L, 0.035"THK, HIGH SPEED STL, RAKER, 6, THE LS STARRETT, 11715 | IR14-0063 |  |  | THE L. S. STARRETT C | 11715
SJG-I | 3455000434 |  | 03-02-46-18 | 9 | EA | BLADE, CUTTING, SAW/BAND, 5/8"W, 8'2"L, RAKER, 14T, CAPEWELL | IR14-0064 |  |  | NICHOLS | BY DESCRP
SJG-I | 4810132383 |  | 03-02-46-18 | 1 | EA | GEAR, OPER, 30:1, KEYSTONE VALVE, BY DESCRP, WU:KEYSTONE VALVE FV1019, 1018, 1021, SO2 | IR14-0146 |  |  | TYCO VALVES & CONTRO | BY DESCRP
SJG-I | 5010001740 |  | 03-02-46-18 | 2 | EA | HOUSING, FILTER, ANLYZR, 60 PSI/32-110 DEG F, PALL-TRINITY M | IR14-0167 |  |  | PRECISION FITTING & | BY DESCRP
SJG-I | 4820122440 |  | 03-02-47-02 | 2 | EA | VALVE, DUMP, GENERAL ELECTRIC COMPANY, 101B261BBC01 | IR90-0124 |  |  | GENERAL ELECTRIC CO. | 101B261BBC01
SJG-I | 4820126367 |  | 03-02-47-02 | 2 | EA | VALVE, DUMP, OEM, NON-ASB, GENERAL ELECTRIC CO., 101B261BB-3-3-C02 | IR90-0122 |  |  | GENERAL ELECTRIC CO. | 101B261BB-3-3-C02
SJG-I | 5999272171 |  | 03-02-47-04 | 1 | EA | BOARD, PC 15 PIN FORNEY INTERNATL INC B-16798-01 | IR07-0107 |  |  | FORNEY INTERNATIONAL | B-16798-01
SJG-I | 5962253422 |  | 03-02-47-04 | 3 | EA | CIRCUIT, INTEGRATED, INVERTER/HEX, HATHAWAY BETA PROCESS INS, 100132-4069 | IR07-0055 |  |  | HATHAWAY BETA PROCES | 100132-4069
SJG-I | 5962253349 |  | 03-02-47-04 | 2 | EA | CIRCUIT, INTEGRTED AMPL/OPERATIONAL LEEDS & NORTHRUP 193021 | IR07-0061 |  |  | LEEDS & NORTHRUP | 193021
SJG-I | 5961006805 |  | 03-02-47-04 | 2 | EA | ISOLATOR, PHOTOCELL LEEDS & NORTHRUP 093069 | IR07-0060 |  |  | LEEDS & NORTHRUP | 093069
SJG-I | 6625000572 |  | 03-02-47-04 | 1 | EA | METER, 0-100 HYER INDUSTRIES INC 68736 | IR07-0116 |  |  | HYER INDUSTRIES INC. | 68736
SJG-I | 6105291394 |  | 03-02-47-04 | 1 | EA | MOTOR, ELECTRIC, STEPPER MOORE PRODUCTS CO 15080-77 | IR07-0117 |  |  | MOORE PRODUCTS CO. | 15080-77
SJG-I | 6685367622 |  | 03-02-47-04 | 2 | EA | NOZZLE, ABB KENT-TAYLOR INC, 88P557 | IR07-0111 |  |  | ABB KENT-TAYLOR INC | 88P557
SJG-I | 5315161090 |  | 03-02-47-04 | 6 | EA | PIN, LOCK GROV FISHER CONTROL 18A6134X012 | IR07-0113 |  |  | FISHER CONTROLS CO. | 18A6134X012
SJG-I | 6685370840 |  | 03-02-47-04 | 1 | EA | RECORDER, MOORE PRODUCTS COMPANY 15747-130 | IR07-0118 |  |  | MOORE PRODUCTS COMPA | 15747-130
SJG-I | 5945248317 |  | 03-02-47-04 | 2 | EA | RELAY, CONTROL, SOL STATE, LEEDS & NORTHRUP, 036700 | IR07-0064 |  |  | LEEDS & NORTHRUP | 36700
SJG-I | 5365208122 |  | 03-02-47-04 | 3 | EA | RING, RETAINING SNAP 2.280"OD 0.078"THK MIXING EQUIP 114284 | IR07-0109 |  |  | MIXING EQUIPMENT CO | 114284
SJG-I | 5330227231 |  | 03-02-47-04 | 5 | EA | SEAL, SHIM FISHER CONTROLS CO 17A1965X012 | IR07-0110 |  |  | FISHER CONTROLS CO | 17A1965X012
SJG-I | 5945248309 |  | 03-02-47-04 | 1 | EA | SOLENOID, LEEDS & NORTHRUP 102128 | IR07-0059 |  |  | LEEDS & NORTHRUP | 102128
SJG-I | 5360200066 |  | 03-02-47-04 | 3 | ST | SPRING, SET MIXING EQUIPMENT CO 147029 | IR07-0108 |  |  | MIXING EQUIPMENT CO | 147029
SJG-I | 6685370592 |  | 03-02-47-04 | 2 | EA | THERMOSTAT, CONTROL, KING HEATERS, KBT | IR07-0106 |  |  | CONSOLIDATED ELECTRI | KBT
SJG-I | 5977262616 |  | 03-02-47-05 | 18 | EA | BRUSH, ELECTRICAL, MTR/GRNDING, WESTINGHOUSE ELECTRIC COR, 271A366001 | IR07-0051 |  |  | TURGENAUX | 271A366001
SJG-I | 5962253448 |  | 03-02-47-05 | 2 | EA | CIRCUIT, INTEGRATED NTE ELECT INC P/N NTE 4585B | IR07-0065 |  |  | NTE ELECTRONICS INC | NTE 4585B
SJG-I | 5962253455 |  | 03-02-47-05 | 4 | EA | CIRCUIT, INTEGRATED NTE ELECT P/N NTE 4068B | IR07-0044 |  |  | NTE ELECTRONICS INC | NTE 4068B
SJG-I | 5962253430 |  | 03-02-47-05 | 2 | EA | CIRCUIT, INTEGRATED NTE ELECT P/N NTE 4511B | IR07-0045 |  |  | NTE ELECTRONICS INC | NTE 4511B
SJG-I | 5962253489 |  | 03-02-47-05 | 1 | EA | CIRCUIT, INTEGRATED NTE ELECT P/N NTE 4518B | IR07-0049 |  |  | NTE ELECTRONICS INC | 4518B
SJG-I | 5962253505 |  | 03-02-47-05 | 2 | EA | CIRCUIT, INTEGRATED NTE ELECT P/N NTE 4528B | IR07-0050 |  |  | NTE ELECTRONICS INC | NTE 4528B
SJG-I | 5962253521 |  | 03-02-47-05 | 2 | EA | CIRCUIT, INTEGRATED, CMOS 4011B, NTE ELECTRONICS INC., NTE 4 | IR07-0046 |  |  | GTE SYLVANIA, ELECTR | ECG 4011B
SJG-I | 5962253398 |  | 03-02-47-05 | 2 | EA | CIRCUIT, INTEGRATED, CMOS 4023, NTE ELECTRONICS INC., NTE 40 | IR07-0043 |  |  | NTE ELECTRONICS INC | 4023B
SJG-I | 5962253539 |  | 03-02-47-05 | 2 | EA | CIRCUIT, INTEGRATED, DUAL/J-K FLIP-FLOP, HATHAWAY BETA PROCESS INS, 100132-4027 | IR07-0056 |  |  | HATHAWAY BETA PROCES | 100132-4027
SJG-I | 5962253471 |  | 03-02-47-05 | 2 | EA | CIRCUIT, INTEGRATED, QUAD/DUAL INPUT, HATHAWAY BETA PROCESS | IR07-0039 |  |  | BETA CALIBRATORS COR | 100132-4093
SJG-I | 4320080221 |  | 03-02-47-05 | 2 | EA | DEFLECTOR, WATER 1-3/8"ID 3-3/4"OD 1/4"THK 316SS GOULDS 767 | IR07-0048 |  |  | GOULDS PUMPS, INC. | 76776-1
SJG-I | 5961006797 |  | 03-02-47-05 | 4 | EA | DISPLAY, LED, LEEDS & NORTHRUP, 093066 | IR07-0047 |  |  | LEEDS & NORTHRUP | 93066
SJG-I | 6105290388 |  | 03-02-47-05 | 1 | EA | MOTOR, ELECTRIC, 2 RPM, 115 V, 60 HZ, AUTOTROL PX-100 | IR07-0062 |  |  | AUTOTROL CORP | PX-100
SJG-I | 6105289323 |  | 03-02-47-05 | 1 | EA | MOTOR, ELECTRIC, DRIVE/CHART LEEDS & NORTHRUP 017244 | IR07-0057 |  |  | LEEDS & NORTHRUP | 017244
SJG-I | 5945248168 |  | 03-02-47-05 | 1 | EA | RELAY, CONTROL, 115 DC V, 29 VDC, 2 A, 9000 OHM, ALLIED | IR07-0054 |  |  | ALLIED ELECTRONICS C | T154-CCC-CCC
SJG-I | 5945248275 |  | 03-02-47-05 | 1 | EA | RELAY, POWER, INPUT, 2 POLE, LEEDS & NORTHRUP, 036709 | IR07-0063 |  |  | LEEDS & NORTHRUP | 36709
SJG-I | 5945248283 |  | 03-02-47-05 | 1 | EA | RELAY, POWER, INPUT, 4 POLE, LEEDS & NORTHRUP, 036710 | IR07-0058 |  |  | LEEDS & NORTHRUP | 36710
SJG-I | 5950248434 |  | 03-02-47-07 | 2 | EA | ARMATURE, ASSY, BAILEY CONTROLS COMPANY, 66140501 | 5950248434 |  |  | BAILEY CONTROLS COMP | 66140501
SJG-I | 6625002339 |  | 03-02-47-07 | 1 | EA | CORD, DRIVE 250 LEEDS & NORTHRUP 062410 | IR07-0037 |  |  | LEEDS & NORTHRUP | 062410
SJG-I | 6695393857 |  | 03-02-47-07 | 1 | EA | CORD, DRIVE CHNL 1 LEEDS & NORTHRUP 146009 | IR07-0069 |  |  | LEEDS & NORTHRUP | 146009
SJG-I | 6625002347 |  | 03-02-47-07 | 1 | EA | CORD, DRIVE CHNL X1 LEEDS & NORTHRUP 045085 | IR07-0042 |  |  | LEEDS & NORTHRUP | 045085
SJG-I | 6625002354 |  | 03-02-47-07 | 1 | EA | CORD, DRIVE CHNL X2 LEEDS & NORTHRUP 045086 | IR07-0038 |  |  | LEEDS & NORTHRUP | 045086
SJG-I | 6625002362 |  | 03-02-47-07 | 1 | EA | CORD, DRIVE CHNL X3 LEEDS & NORTHRUP 045087 | IR07-0040 |  |  | LEEDS & NORTHRUP | 045087
SJG-I | 5330215871 |  | 03-02-47-07 | 4 | EA | GASKET, NON-ASB, UCC, 408691, WU: UCC FLYASH & BOTTOM ASH SYSTEM, UNIT 3 | IR07-0084 |  |  | UNITED CONVEYOR CORP | 408691
SJG-I | 5330201202 |  | 03-02-47-07 | 6 | EA | GASKET, SLIDE GATE NON-ASB DIEBOLD INC BT-156 | IR07-0033 |  |  | DIEBOLD, INC. | BT-156
SJG-I | 6680344444 |  | 03-02-47-07 | 1 | EA | GAUGE, GM GOULD INC 240601910 | IR07-0075 |  |  | GOULD, INC | 240601910
SJG-I | 5315159573 |  | 03-02-47-07 | 6 | EA | PIN, UCC 404168-2 | IR07-0034 |  |  | UNITED CONVEYOR CORP | 404168-2
SJG-I | 6680340343 |  | 03-02-47-07 | 2 | EA | POINTER, INSTRUMENT RECORDER/NARROW SCALE X1 RED L&N 055110 | IR07-0070 |  |  | LEEDS & NORTHRUP | 055110
SJG-I | 5330196956 |  | 03-02-47-07 | 8 | EA | SEAL, SHAFT ANDCO POWER INDUST A-4050030-2 | IR07-0081 |  |  | ANDCO POWER INDUST | A-4050030-2
SJG-I | 5330196972 |  | 03-02-47-07 | 8 | EA | SEAL, SHAFT ANDCO POWER INDUST A-4050031-1 | IR07-0082 |  |  | ANDCO POWER INDUST | A-4050031-1
SJG-I | 3110063082 |  | 03-02-47-08 | 2 | EA | BEARING, CONE TAP ROER 1.0000"ID 1.0013"W 0.0460" TIMKEN, 2387 | IR07-0073 |  |  | TIMKEN CO | 2387
SJG-I | 3110063090 |  | 03-02-47-08 | 1 | EA | BEARING, CONE, TAP ROER, 2.0000"ID, 1.1250"W, 0.1400", TIMKEN CO, 33889, WU:FLY ASH ROTARY UNLOADER, U-3 | IR07-0074 |  |  | TIMKEN CO | 33889
SJG-I | 5640001417 |  | 03-02-47-08 | 2 | EA | BLANKET, INSULATING, HEAT, 6"W, 34"L, SLCN RUBR, PROCESS EQUIPMENT, BY DESCRP | IR07-0076 |  |  | PROCESS EQUIPMENT | BY DESCRP
SJG-I | 5999271090 |  | 03-02-47-08 | 1 | EA | BOARD, PC LED READOUT, FORNEY INTERNATL 76543.00 | IR07-0072 |  |  | FORNEY INTERNATIONAL | 76543-00
SJG-I | 4210000883 |  | 03-02-47-08 | 12 | EA | CAP, PROTECTIVE 1-7/8"-12 CHEMETRON 702301847 | IR07-0068 |  |  | CHEMETRON | 702301847
SJG-I | 5962252036 |  | 03-02-47-08 | 5 | EA | DISPLAY, DIGITAL, FORNEY INTERNATIONAL, INC, X76696-02 | IR07-0066 |  |  | FORNEY INTERNATIONAL | X76696-02
SJG-I | 5340189041 |  | 03-02-47-08 | 10 | EA | ROD, TIE UCC 44277-1 | IR07-0067 |  |  | UNITED CONVEYOR CORP | 44277-1
SJG-I | 5330196949 |  | 03-02-47-08 | 8 | EA | SEAL, SHAFT OUTER ANDCO POWER INDUST A-4050030-1 | IR07-0071 |  |  | ANDCO POWER INDUSTRI | A-4050030-1
SJG-I | 0000000769 |  | 03-02-47-09 | 12 | EA | BELT, DRIVE, V, COGGED, GATES RUBBER, AX48, WU:LIMESTONE 1&2 BLOWDOWN | IR14-0021 | IN EMS ONLY SJG-I |  | GATES RUBBER CO | AX48
SJG-I | 0000000447 |  | 03-02-47-09 | 1 | EA | KEY, SHAFT, METRIC, WARMAN, QV 070E05 | IR14-0017 |  |  | WARMAN INTERNATIONAL | QV 070E05
SJG-I | 0000000499 |  | 03-02-47-09 | 12 | EA | KIT, CYLINDER REPAIR, UCC #4401-115 | IR14-0019 | IN EMS ONLY SJG-I |  | UNITED CONVEYOR CORP | 4401-115
SJG-I | 0000000250 |  | 03-02-47-09 | 48 | EA | PLUG, SPARK, AUTO PARTS, R43TS | IR14-0013 |  |  | AUTO PARTS & EQUIPME | R43TS
SJG-I | 0000000767 |  | 03-02-47-09 | 2 | EA | PLUG, VALVE, 3",=%,TN 2.88, 3", 316 SS, 150/300, ITEM SEQ. 5 | IR14-0020 | IN EMS ONLY SJG-I |  | VALTEK INTERNATIONAL | 096798.150.000
SJG-I | 0100000300 |  | 03-02-47-09 | 2 | PR | PROTECTOR, GLOVE, LEATHER, SIZE 12, 12" CUFF, LOW VOLTAGE, W | IR14-0024 |  |  | W.H. SALISBURY COMPA | ILP3S12
SJG-I | 0000000277 |  | 03-02-47-09 | 1 | EA | PULLEY, IDLER, 14MM PITCH, 96T, UCC, 36302-12, WU: #2 MIXER | IR14-0014 |  |  | UNITED CONVEYOR CORP | 36302-12
SJG-I | 0000000441 |  | 03-02-47-09 | 1 | ST | SPACER, WARMAN, QV 290E02, (SET 20); LIMESTONE WU: REAGENT P | IR14-0016 |  |  | WARMAN INTERNATIONAL | QV 290E02
SJG-I | 1950000727 |  | 03-02-47-13 | 1 | EA | VALVE, BODY, DUMP, WESTINGHOUSE ELECTRIC COR, 4574D11G03 | IR96-1758 |  |  | WESTINGHOUSE ELECTRI | 4574D11G03
SJG-I | 0100000202 |  | 03-02-47-24 | 2 | EA | BLADE, CUTTING, BANDSAW, SIMONDS, 139" X 1" W X .035 TH | IR14-0023 |  |  | FASTENAL/SIMONDS | W575440
SJG-I | 0000000304 |  | 03-02-47-24 | 2 | EA | MEDIA, FILTER, PADDLE, POLY-NEEDLED, UCC, 903075, 23" X 6 LG | IR14-0015 |  |  | UNITED CONVEYOR CORP | 903075
SJG-I | 4320089941 |  | 03-02-47-24 | 1 | EA | SEPARATOR, SUMP, ALLEN-SHERMAN HOFF, 005431170044, | IR14-0108 |  |  | ALLEN-SHERMAN-HOFF / | 005431170044
SJG-I | 5945248622 |  | 03-02-48-07 | 2 | EA | BLOCK, CONTACT, CONVERTIBLE, 10, 300/600 V, TERM SCR, ALLEN-BRADLEY, 700-CP1 | IR14-0454 |  |  | ALLEN-BRADLEY | 700-CP1
SJG-I | 5961007209 |  | 03-02-48-07 | 2 | EA | CIRCUIT, INTEGRATED, AMPL/OPERATIONAL, 3 MHZ HZ, STOCK EQUIPMENT COMPANY, 16-105-415-01 | IR14-0475 |  |  | STOCK EQUIPMENT COMP | DWG #D20219-B
SJG-I | 5962253307 |  | 03-02-48-07 | 3 | EA | CIRCUIT, INTEGRATED, AMPL/OPERATIONAL, GAI-TRONICS CORP, 48704-002 | IR14-0478 |  |  | GAI-TRONICS CORPORAT | 48704-002
SJG-I | 5962253273 |  | 03-02-48-07 | 13 | EA | CIRCUIT, INTEGRATED, AMPL/OPERATIONAL, TEXAS INSTRUMENTS, UM324N | IR14-0477 |  |  | TEXAS INSTRUMENTS | UM324N
SJG-I | 5962253745 |  | 03-02-48-07 | 2 | EA | CIRCUIT, INTEGRATED, STOCK EQUIPMENT COMPANY, 16-102-21 | 5962253745 |  |  | STOCK EQUIPMENT COMP | DWG #C13485
SJG-I | 5961007183 |  | 03-02-48-07 | 2 | EA | CIRCUIT, INTEGRATED, STOCK EQUIPMENT, 16-107-11 | IR14-0473 |  |  | STOCK EQUIPMENT CO | DWG #D20219-B
SJG-I | 5961007191 |  | 03-02-48-07 | 2 | EA | CIRCUIT, INTEGRATED, STOCK EQUIPMENT, 16-107-11 | IR14-0474 |  |  | PINON ASSOCIATES | 16-107-11
SJG-I | 5950249747 |  | 03-02-48-07 | 1 | EA | COIL, ELECTRICAL, CONRAC CORPORATION, 770229 | IR14-0462 |  |  | CONRAC CORPORATION | 770229
SJG-I | 5950250083 |  | 03-02-48-07 | 3 | EA | COIL, ELECTRICAL, HOLD, 120 V, 60 HZ, (IR14-0463, 1 EA) | 5950250083 |  |  | GOYEN CONTROLS OF AM | 111-973222-1
SJG-I | 5950248848 |  | 03-02-48-07 | 3 | EA | COIL, ELECTRICAL, SLND VLV, 120 DC V, ASCO, 97-617-1-D, | IR14-0459 |  |  | AUTOMATIC SWITCH CO. | 97-617-1-D
SJG-I | 5950248921 |  | 03-02-48-07 | 2 | EA | COIL, ELECTRICAL, SLND VLV, 127/120 V, 50/60 HZ, 2 LEADS, AS | IR14-0460 |  |  | AUTOMATIC SWITCH CO. | 64-982-4D
SJG-I | 5961001962 |  | 03-02-48-07 | 29 | EA | DIODE, ZENER, 5.10 V, 0.50 W, GTE SYLVANIA, ELECTRONIC, ECG | IR14-0468 |  |  | ARROW ELECTRONICS, I | BY DESCRP
SJG-I | 5945248572 |  | 03-02-48-07 | 7 | EA | RELAY, CONTROL, 24 DC V, 2 NO, 60 HZ, TERM SCR, DPDT/12 | IR14-0453 |  |  | CONSOLIDATED ELECTRI | BY DESCRP
SJG-I | 5945248887 |  | 03-02-48-07 | 2 | EA | RELAY, PC MNT, STOCK EQUIPMENT, 07-301-624-03 | IR14-0455 |  |  | PINON ASSOCIATES | 07-301-624-03
SJG-I | 5945248978 |  | 03-02-48-07 | 1 | EA | RELAY, TIME DELAY, 24 V, 1-10 SECS, POTTER & BRUMFIELD | IR14-0456 |  |  | CONSOLIDATED ELEC | BY DESCRP
SJG-I | 5945248481 |  | 03-02-48-07 | 1 | EA | RELAY, TIME DELAY, ON-DELAY, 120 AC/28 DC V, 120 VAC/VDC, 2 | IR14-0451 |  |  | AGASTAT TIMING INSTR | SSC12AAA
SJG-I | 5950248079 |  | 03-02-48-07 | 3 | EA | SOLENOID, ROTARY, 110 V, CLIFTRONICS INC., 22000042-1, CEM | IR14-0457 |  |  | CLIFTRONICS INC. | 22000042-1
SJG-I | 5950248129 |  | 03-02-48-07 | 4 | EA | TRANSFORMER, 230 PRV, 100 SECV, 10 MA A, JORDAN CNTRLS, | IR14-0458 |  |  | JORDAN CONTROLS | 26-B-014720-001
SJG-I | 5950250364 |  | 03-02-48-07 | 1 | EA | TRANSFORMER, CONTROL, 100 VA A, CHROMALOX, 048507-004 | IR14-0464 |  |  | CHROMALOX | 048507-004
SJG-I | 5950249275 |  | 03-02-48-07 | 1 | EA | TRANSFORMER, ROBERTSHAW CNTLS, 330-950-161 | IR14-0461 |  |  | ROBERTSHAW CONTROLS | 330-950-161
SJG-I | 5999287542 |  | 03-02-48-09 | 1 | EA | BOARD, CIRCUIT, PRINTED, ASSY/AMPL, AMETEK, INC., 80406SE, C | IR14-0506 |  |  | AMETEK/THERMOX INSTR | 80406SE
SJG-I | 5999287534 |  | 03-02-48-09 | 1 | EA | BOARD, CIRCUIT, PRINTED, CEM/INTERCONNECT, AMETEK, INC., 804 | IR14-0505 |  |  | AMETEK/THERMOX INSTR | 80404SE
SJG-I | 5999285694 |  | 03-02-48-09 | 1 | EA | BOARD, CIRCUIT, PRINTED, LEEDS & NORTHRUP, 046300 | IR14-0503 |  |  | LEEDS & NORTHRUP | 046300
SJG-I | 5975265199 |  | 03-02-48-09 | 2 | EA | BODY, CONDUIT, X, 2", CAST STL, THDED, CROUSE HINDS, X-67 | IR14-0496 |  |  | CROUSE HINDS | X-67
SJG-I | 5975258822 |  | 03-02-48-09 | 8 | EA | CONNECTOR, CABLE, 1-1/2", STRT, P-W INDUSTRIES, 5501-13 | IR14-0488 |  |  | P-W INDUSTRIES | 5501-1301-15
SJG-I | 6110294375 |  | 03-02-48-09 | 1 | ST | CONTACT, ELECTRICAL, MAIN, 2, 3, ABB POWER T&D, 373B331G12 | IR14-0517 |  |  | WESTINGHOUSE CORP | 373B331G12
SJG-I | 5975265074 |  | 03-02-48-09 | 3 | EA | COUPLING, CONDUIT, REDU, 1-1/4"X 1", FERALOY, THDED, CROUSE HINDS, REC 43 | IR14-0495 |  |  | CONSOLIDATED ELECTRI | BY DESCRP
SJG-I | 5975264093 |  | 03-02-48-09 | 1 | EA | COUPLING, CONDUIT, REDU, 1-1/4"X 3/4", AL, CROUSE HINDS, 8185A | IR14-0493 |  | BORDER STATES ELECTR | CROUSE HINDS | 8185A
SJG-I | 5975258038 |  | 03-02-48-09 | 2 | EA | COUPLING, CONDUIT, RIG, 1-1/4", THDED, 3-PIECE, STEEL CITY, EK-404 | IR14-0487 | STEEL CITY | EK-404 | APPLETON ELECTRIC CO | EC-125
SJG-I | 5975261800 |  | 03-02-48-09 | 2 | EA | COVER, BOX, SW, 4"W, 4"L, 1, RAISED, STEEL CITY DIV, RS9 | IR14-0490 |  |  | APPLETON ELECTRIC CO | 8361
SJG-I | 6110294045 |  | 03-02-48-09 | 6 | EA | HEATER, OVERLOAD, A-14.8, SQUARE D. COMPANY, A14.8 | IR14-0516 | SQUARE D CO. | A14.8 | BORDER STATES ELECTR | BY DESCRP
SJG-I | 5965000275 |  | 03-02-48-09 | 2 | EA | HOOK, COMMUNICATIONS, HANDSET, 3", PLAST, GAI-TRONICS CORP, | IR14-0485 |  |  | GAI-TRONICS CORP | 25603-005
SJG-I | 6105289000 |  | 03-02-48-09 | 1 | EA | MOTOR, ELECTRIC, 1/30 RPM, 120 V, TIMER, EAGLE SIGNAL CO, 4133-1191 | IR14-0509 |  |  | EAGLE SIGNAL CO | 4133-1191
SJG-I | 6105289158 |  | 03-02-48-09 | 1 | EA | MOTOR, ELECTRIC, COMPLETE, STIRRING, HACH CHEM, 17919-00, WU | IR14-0510 |  |  | HACH CHEMICAL | 17919-00
SJG-I | 5975261115 |  | 03-02-48-09 | 6 | EA | NUT, LOCK, CONDT, 3", MALLEABLE IR, STEEL CITY DIV, LN108 | IR14-0489 |  |  | STEEL CITY DIV | LN108
SJG-I | 5975268433 |  | 03-02-48-09 | 6 | EA | NUT, LOCK, CONDT/RIG, 3", AL, ANSI, ANY MFG, BY DESCRP | IR14-0500 |  |  | ANY MFG | BY DESCRP
SJG-I | 6650000158 |  | 03-02-49-01 | 16 | BX | CELL, ABSORBENT, SILICA, (2 EA=BX/PK), FISHER SCI, 14-385-91 | IR14-0575 |  |  | FISHER SCIENTIFIC | 14-385-910B
SJG-I | 6630325667 |  | 03-02-49-01 | 1 | EA | CELL, ASSY/DRY O2, AMETEK, 71063SE | IR14-0567 |  |  | AMETEK PROCESS INSTR | 71063SE
SJG-I | 3040058533 |  | 03-02-49-01 | 4 | EA | CYLINDER, EXTEND/RETRACT, 3-1/4 N ID, 8"L, PARKER HANNIFIN C | IR14-0050 |  |  | PARKER HANNIFIN CORP | TB2AS19
SJG-I | 6680344543 |  | 03-02-49-01 | 2 | EA | GLASS, GAUGE, 6"L, 5/8"THK, ANCHOR PACKING, BY DESCRP | IR14-0576 |  |  | CAM FABRICATED SYSTE | 34001300
SJG-I | 6630322862 |  | 03-02-49-01 | 2 | EA | PROBE, CONDUCTIVITY, | IR14-0564 |  |  | FOXBORO ANALYTICAL | 910-HA2
SJG-I | 6630323662 |  | 03-02-49-01 | 14 | EA | WIRE, (3EA/PKG) IGNITION, #34, NICKEL CHROMIUM, 1400 CAL/GM, | IR14-0565 |  |  | FISHER SCIENTIFIC CO | 04-396
SJG-I | 3040058376 |  | 03-02-49-04 | 1 | EA | ACTUATOR, KIT, CYLINDER, REPAIR, DEZURIK CORP, 1059400, WU:DEZURIK ACTUATOR, VALVE 9039653, SIZE 4" FIGURE 118, FLYASH SYST | IR14-0048 |  |  | DEZURIK CORP | 1059400
SJG-I | 4540000496 |  | 03-02-49-04 | 2 | EA | ELEMENT, ELECTRICAL, HEATING/STRIP, 240 V, 1000 W, CHROMALOX | IR14-0115 | IR01-0936 |  | CHROMALOX | 0T-2401
SJG-I | 4460000385 |  | 03-02-49-04 | 5 | EA | ELEMENT, ELECTRICAL, RESTR/LD, 240 V, 1000 W, CHROMALOX, OT2 | IR14-0112 |  |  | CHROMALOX | OT2401
SJG-I | 3040055778 |  | 03-02-49-04 | 3 | EA | END, CAP, ASSY/RD, UCC, 4401-30 | IR14-0039 |  |  | UNITED CONVEYOR CORP | 4401-30
SJG-I | 4140001670 |  | 03-02-49-04 | 1 | EA | FAN, ELECTRICAL, COOLING/MTR, 460 V, 125 HP, ABB POWER, 799B | IR14-0081 |  |  | WESTINGHOUSE ABB POW | 799B013G18
SJG-I | 3020056135 |  | 03-02-49-04 | 5 | EA | LINK, CONNECTING, BAILEY CONTROLS COMPANY, 5324106-B1 | IR14-0034 |  |  | BAILEY CONTROLS COMP | 5324106-B1
SJG-I | 5305154949 |  | 03-02-49-04 | 16 | EA | SCREW, CAP, SCKT/RND, 3/8"DIA, 16 TPI, 1-1/4"L, 316 SS, ANY | IR14-0206 |  |  | ANY MFG | BY DESCRP
SJG-I | 3040055810 |  | 03-02-49-04 | 2 | EA | SHAFT, DRIVE, GOULDS PUMPS, R104-435-2238 | IR14-0041 |  |  | JAMES S. KONE & COMP | R104-435-2238
SJG-I | 4320075247 |  | 03-02-49-04 | 1 | EA | SLEEVE, SHAFT, PNM MACHINE SHOP, SJS-M365, WU:A-C HORIZ | IR14-0089 |  |  | ALLIS CHALMERS CORP | 52-115-595-001
SJG-I | 4320090097 |  | 03-02-49-04 | 1 | EA | SLEEVE, SHAFT, WARMAN INTERNATIONAL, 52-115-595-001 | IR14-0109 |  |  | WARMAN INTERNATIONAL | 52-115-595-001
SJG-I | 4140001506 |  | 03-02-49-04 | 4 | EA | SLEEVE, TAPER DOWEL, RELIANCE ELEC, 409140, WU:SLEEVOIL 8" R | IR14-0080 |  |  | DODGE DIV. RELIANCE | 409140
SJG-I | 3020056200 |  | 03-02-49-04 | 1 | EA | SPROCKET, DRIVE, ASSY, BAILEY CONTROLS COMPANY, 5324107A1 | IR14-0036 |  |  | BAILEY CONTROLS COMP | 5324107A1
SJG-I | 5999281891 |  | 03-02-49-08 | 1 | EA | BOARD, CIRCUIT, OBSOLETE/ PRINTED, DIGITAL TEMP, TRANSCAT, 555000-740 | IR99-0293 |  |  | TRANSCATALOG | 555000-740
SJG-I | 4320084280 |  | 03-02-49-08 | 2 | EA | NUT, SLEV/LEFT HAND, STAINLESS STEEL, GOULDS PUMPS, INC., R7 | IR99-0292 |  |  | JAMES S. KONE & COMP | R74777-2-1101
SJG-I | 4320084272 |  | 03-02-49-08 | 3 | EA | NUT, SLEV/RIGHT HAND, STAINLESS STEEL, GOULDS PUMPS, INC., R | IR99-0291 |  |  | JAMES S. KONE & COMP | R74777-1-1101
SJG-I | 4810136897 |  | 03-02-50-03 | 4 | EA | BUSHING, GUIDE, CONTROL COMPONENTS, INC., 320701173 | IR98-1254 |  |  | CONTROL COMPONENTS | 320701173
SJG-I | 4730111848 |  | 03-02-50-03 | 16 | EA | NOZZLE, SPRAY, 1-1/2", 120 DEG, HASTALLOY, SQUARE HEAD | IR99-0247 |  |  | BETE FOG NOZZLE INC | FMP656WSQ
SJG-I | 5365213791 |  | 03-02-50-03 | 1 | EA | SEAT, VALVE, RNG, CONTROL COMPONENTS, INC., 320301534 | IR98-1263 |  |  | CONTROL COMPONENTS | 320301534
SJG-I | 5365212322 |  | 04-03-15-05 | 1 | ST | RING, KIT/SET, SEG, (2) RNGS, GENERAL ELEC CO, 0541L949G0005 | IR96-1277 |  |  | GENERAL ELECTRIC CO. | 0541L949G0005
SJG-I | 0100006955 |  | 04-03-15-05 | 1 | EA | ROTATING ASSY, W/TAPER BORE S.B., ODESSA/GRISWOLD, MDL 4X3X10/DSTM/CS, S/N 00400206180; WU: U-1 HP RECIRCULATION WATER PUMP | GRISWOLD 240010141A | ODESSA PUMPS/EQUIP | MDL 4X3X10/DSTM/CS | ODESSA PUMPS & EQUIP | S/N 00400206180
SJG-I | 0100002427 |  | 04-03-15-05 | 1 | EA | SEAT, VALVE, OEM GENERAL ELECTRIC, 247A161P0101, | 0100002427 |  |  | GENERAL ELECTRIC | 247A161P0101
SJG-I | 3020055509 |  | 04-03-15-05 | 1 | EA | SHAFT, INTER, PHILADELPHIA GEAR CORP, 46025-2265, ITEM 20, WU:GEAR DRIVE, SIZE 6HR;LUNSTROM AIR SECONDARY PREHEATER, U-2 | 3020055509 |  | ITEM 20 | PHILADELPHIA GEAR CO | 46025-2265
SJG-I | 3020055517 |  | 04-03-15-05 | 1 | EA | SHAFT, LOW SPEED, PHILADELPHIA GEAR CORP, B-243997,WU:GEAR DRIVE, SIZE 6HR;LUNSTROM AIR 2NDARY PREHEATER 1A,1B,2A,2B,U1&2 | 3020055517 | PHILADELPHIA GEAR CO | ITEM 21 | CE AIR PREHEATER | B-243997
SJG-I | 3020055558 |  | 04-03-15-05 | 1 | EA | SHAFT, LOW SPEED, PHILADELPHIA GEAR, 30178-14,WU:GEAR DRIVE, SIZE 3HR;LUNSTROM PRIMARY AIR PREHEATER, 1A&B1, U1&2 | IR00-0005 | PHILADELPHIA GEAR | 30178-14 | CE AIR PREHEATER CO | 30178-14
SJG-I | 3020055541 |  | 04-03-15-05 | 1 | EA | SHAFT, PINION, INTER, ABB AIR PREHEATER INC., 30178-13 | 3020055541 |  |  | AIR PREHEATER COMPAN | 30178-13
SJG-I | 0100002129 |  | 04-03-15-05 | 4 | EA | SLEEVE, SHAFT, LINE, 316 SS, WORTHINGTON, 605857, WU: U-1 HOTWELL PUMP | 0100002129 | PIONEER EQUIPMENT IN | 86724184 | WORTHINGTON | 605857
SJG-I | 4320078100 |  | 04-03-15-05 | 1 | EA | SLEEVE, TRANSAMERICA DELAVAL TURB, P553CBX4 | 4320078100 |  |  | PNM MACHINE SHOP | SJS-M514
SJG-I | 4810135436 |  | 04-03-15-05 | 1 | AS | STACK, DISK, ASSEMBLY, CONTROL COMPONENTS, 120013 | IR96-0106 |  |  | CONTROL COMPONENTS | 120013
SJG-I | 5307152602 |  | 04-03-15-05 | 13 | EA | STUD, 1-1/4X9-1/2 B7, 2-3/8 OF 1-1/4-7 THREAD END, 4-3/8 of 1-1/4-12 THREAD END, WU: F-W MBF 23 PULVR, GRIND SEGMT WDG, DRG 23-4379-5-701, U-1&2 | 5307152602 | THE WOOD GROUP | BOLTMASTERS | FOSTER WHEELER ENERG | 26-4379-5-701
SJG-I | 5307150846 |  | 04-03-15-05 | 12 | EA | STUD, B7 GR, 1-1/8"DIA, 8"L, ( W/2 NUTS), ASTM, ANY MFG, BY DESCRP | 5307150846 |  |  | ANY MFG | BY DESCRP
SJG-I | 5307150200 |  | 04-03-15-05 | 3 | EA | STUD, TURBINE, TAP, GENERAL ELECTRIC, U606P112L1062 | 5307150200 |  |  | GENERAL ELECTRIC CO. | U606P112L1062
SJG-I | 3431000011 |  | 04-03-15-05 | 6 | EA | TIP, ARCING, GENERAL ELECTRIC CO., 22MA5306G-2 | IR97-0480 |  |  | GENERAL ELECTRIC COM | 22MA5306G-2
SJG-I | 0100005754 |  | 04-03-16-05 | 1 | EA | ELEMENT, FILTER, AIR ZR275, ATLAS COPCO, 1621-1389-99, WU:U1 | 0100005754 |  |  | ATLAS COPCO | 1621-1389-99
SJG-I | 0100004734 |  | 04-03-16-05 | 2 | EA | ELEMENT, FILTER, WATER, HYPRO, 6 MICRON, WEBSTER ASSOC, HP107L36-6MV, WU: U1&2 TURBINE LUBE OIL POLISHERS | 0100004734 |  |  | WEBSTER ASSOC | HP107L36-6MV
SJG-I | 0000000984 |  | 04-03-16-05 | 3 | EA | FILTER, SCREEN WU: UNIT 1 BOILER FEED PUMP | 0000000984 |  |  | OUTWEST VENTURES | PH 518-03C
SJG-I | 0100005773 |  | 04-03-17-05 | 16 | EA | CABLE, ASSEMBLY, ACTUATOR W/O HEATER, 15FT, ABB, PME/RHD-15, | 0100005773 |  |  | ABB AIR PREHEATER | PME/RHD-15
SJG-I | 5305154246 |  | 04-03-18-05 | 10 | EA | BOLT, GENERAL ELECTRIC, U624P210L0900, WU: GE TURBINE, UNIT 1 | IR99-0332 |  |  | GENERAL ELECTRIC CO. | U624P210L0900
SJG-I | 5305154253 |  | 04-03-18-05 | 3 | EA | BOLT, GENERAL ELECTRIC, U624P210L1100 | IR99-0341 |  |  | GENERAL ELECTRIC CO. | U624P210L1100
SJG-I | 5305154337 |  | 04-03-18-05 | 2 | EA | BOLT, GENERAL ELECTRIC, U624P212L0750 | 5305154337 |  |  | GENERAL ELECTRIC CO. | U624P212L0750
SJG-I | 5305154345 |  | 04-03-18-05 | 9 | EA | BOLT, GENERAL ELECTRIC, U624P310L0750 | 5305154345 |  |  | GENERAL ELECTRIC CO. | U624P310L0750
SJG-I | 5305154352 |  | 04-03-18-05 | 2 | EA | BOLT, GENERAL ELECTRIC, U624P312L0750 | 5305154352 |  |  | GENERAL ELECTRIC CO. | U624P312L0750
SJG-I | 0100003256 |  | 04-03-18-05 | 4 | EA | BOLT, HEX, 2" DIA, 5.00 L, 8 THREAD, GENERAL ELECTRIC, 163A9516P0003, WU: U1 TURBINE BOLT, INNER CASING | 0100003256 |  |  | GENERAL ELECTRIC | 163A9516P0003
SJG-I | 5305154238 |  | 04-03-18-05 | 1 | EA | BOLT, OEM, GENERAL ELECTRIC, U624P201L0850, WU: U1 DIA HORIZ. JOINT, GEN END | IR99-0336 |  |  | GENERAL ELECTRIC CO. | U624P210L0850
SJG-I | 5305154220 |  | 04-03-18-05 | 6 | EA | BOLT, OEM, GENERAL ELECTRIC, U624P210L0800, WU: U1 DIAP HORIZ. JOINT, GEN & TURBINE ENDS | IR99-0351 |  |  | GENERAL ELECTRIC CO. | U624P210L0800
SJG-I | 5305143686 |  | 04-03-18-05 | 2 | EA | BOLT, OEM, GENERAL ELECTRIC, U624P310L0525, WU:GE TURBINE STOP VALVE, SEQ 8005 & 8068, U-1 | IR96-1129 |  |  | GENERAL ELECTRIC CO. | U624P310L0525
SJG-I | 0100004116 |  | 04-03-18-05 | 20 | EA | BRACKET, MOUNTING, CASTING, BABCOCK & WILCOX, 2174414 | 0100004116 |  |  | BABCOCK & WILCOX | 2174414
SJG-I | 3120060904 |  | 04-03-18-05 | 1 | EA | BUSHING, BRG, OILITE BRONZE, 2.7000" ID, 3.2500"OD, 0.2500" L, WORTHINGTON PUMPS, 614631, WU: UNITS 1 & 2 | 3120060904 |  | WORTHINGTON PUMPS | THE PUMP PARTS SOURC | 614631
SJG-I | 0100004856 |  | 04-03-18-05 | 6 | EA | BUSHING, GUIDE, BRONZE, 5.000" - 5.00" OD, 5.625" L, BRONZE, BACK, FOSTER WHEELER, DRWG 801-8532185, PNM MACH SHOP, SJS-M1056, WU:U1&2 MBF23 | 0100004856 | PNM MACHINE SHOP | SJS-M1056 | FOSTER WHEELER | DRWG 801-8532185
SJG-I | 3915000750 |  | 04-03-18-05 | 17 | EA | BUSHING, LEVER, UCC, 40564-8, WU:UCC ASH HANDLING SYS, NUVA FEEDER, U-1&2 | 3915000750 |  |  | UNITED CONVEYOR CORP | 40564-8
SJG-I | 1950002913 |  | 04-03-18-05 | 2 | EA | BUSHING, VALVE, CONTROL, GENERAL ELECTRIC COMPANY, 222A4069P01 | IR90-0184 |  |  | GENERAL ELECTRIC CO. | 222A4069P0101
SJG-I | 3010048134 |  | 04-03-18-05 | 1 | EA | BUSHING, VALVE, LIMITORQUE VALVE CONTROLS, CF2-FF-703-3 | 3010048134 |  |  | LIMITORQUE CORP | CF2-FF-703-3
SJG-I | 0100002432 |  | 04-03-18-05 | 1 | EA | BUSHING, VALVE, OEM, GENERAL ELECTRIC, 127V462P001, | 0100002432 |  |  | GENERAL ELECTRIC | 127V462P001
SJG-I | 4810127284 |  | 04-03-18-05 | 2 | EA | BUSHING, VALVE, OUTER, GENERAL ELECTRIC COMPANY, 222A4069P01 | IR00-0130 |  |  | GENERAL ELECTRIC CO. | 222A4069P0101
SJG-I | 4810131922 |  | 04-03-18-05 | 5 | EA | BUSHING, VALVE, PILOT, DRESSER INDUSTRIAL VALVE, 072910 | IR97-0426 |  |  | DRESSER INDUSTRIES, | 072910
SJG-I | 3030053346 |  | 04-03-19-05 | 3 | EA | BELT, DRIVE, 74198, V, 162.200", 158.000", 0.875", 0.563"THK, C158 | 3030053346 |  |  | ADVANCE SUPPLY & PUM | C158
SJG-I | 3030054765 |  | 04-03-19-05 | 3 | EA | BELT, DRIVE, V, 242.000", 238.000", 0.875", 0.563"THK, DAYCO | 3030054765 |  |  | DAYCO RUBBER PRODUCT | CP-240
SJG-I | 3030053189 |  | 04-03-19-05 | 4 | MS | BELT, DRIVE, V/WDG, (MATCH SET = 8 EA) 0.625"W, 0.531"THK, 236.000" OUTER CIR, GATES, 5V2360 WU:SOOTBLOWING AIR COMPRESSORS 1,2,3, U-2 | 3030053189 |  | KAMAN INDUSTRIAL TEC | GATES RUBBER CO | 5V2360
SJG-I | 3030053320 |  | 04-03-19-05 | 35 | EA | BELT, DRIVE, V/WDG, 0.625"W, 0.531"THK, 85.000" OUTER CIR, NATIONAL PROD, 5VX850, WU:BOTTOM ASH, "A" SUMP PUMP, U-1&2 | 3030053320 |  |  | BROWNING MFG.DIV., E | 5VX850
SJG-I | 0100003282 |  | 04-03-19-05 | 3 | MS | BELT, DRIVE, V-BELT (MATCH SET OF 6) , 5VX1700 | 0100003282 |  |  | ANY MFG | 5VX1700
SJG-I | 0100005686 |  | 04-03-20-05 | 1 | EA | ADAPTER, HOPPER DOOR, 33" CRSR, GI MACH, UCC, 210375-1, WU:1 | 0100005686 |  |  | UNITED CONVEYOR CORP | 210375-1
SJG-I | 3660000732 |  | 04-03-20-05 | 3 | EA | BAR, WEAR/INNER, TURA MACHINE CORP., 2298 | 3660000732 |  |  | FOSTER WHEELER ENERG | 2298
SJG-I | 3660000740 |  | 04-03-20-05 | 3 | EA | BAR, WEAR/OUTER, TURA MACHINE CORP., 2299 | 3660000740 |  |  | FOSTER WHEELER ENERG | 2299
SJG-I | 4730126556 |  | 04-03-20-05 | 1 | EA | CAP, PIPE, 2-1/4 CHROME GR F22, 3/4", 9000 LB, SCKT WELD, ANY MFG, BY DESCRP | 4730126556 |  |  | ANY MFG | BY DESCRP
SJG-I | 0100002531 |  | 04-03-20-05 | 3 | EA | CAP, TUBE, 2" OD, 3" L, A015, SOCKET WELD | 0100002531 |  |  | PNM MACHINE SHOP | SJS-M1046
SJG-I | 0100005604 |  | 04-03-20-05 | 50 | EA | CASTING, SLOTTED T-LINK, 1/2" & 3/4" CLEAR SPACE, A494 CX2MW | 0100005604 |  |  | BABCOCK & WILCOX | 6508489
SJG-I | 0100005607 |  | 04-03-20-05 | 33 | EA | CASTING, SLOTTED T-LINK, 3/8" CLEAR SPACE, A494 CX2MW (INCON | 0100005607 |  |  | BABCOCK & WILCOX | 6507787
SJG-I | 0100005606 |  | 04-03-20-05 | 233 | EA | CASTING, SOLID T-LINK, 3/8" CLEAR SPACE, A494 CX2MW (INCONEL 622), BABCOCK & WILCOX, 6507786, WU:1&2 DIV WALL BOILER TUBES | 0100005606 |  |  | BABCOCK & WILCOX | 6507786
SJG-I | 4320079561 |  | 04-03-20-05 | 1 | EA | CHAMBER, DISPL, 5/8", MILTON ROY COMPANY, 221-0222-201 | 4320079561 |  |  | MILTON ROY COMPANY | 221-0222-201
SJG-I | 4730114602 |  | 04-03-20-05 | 6 | EA | CLAMP, PIPE, FLG, 12", UCC, 170743 | 4730114602 |  |  | HELMICK CORPORATION | 2-170743
SJG-I | 3010049983 |  | 04-03-20-05 | 1 | EA | CLUTCH, OVER-RIDING, PHILADELPHIA GEAR CORP., P-1-1500 | 3010049983 |  |  | AIR PREHEATER COMPAN | P-1-1500
SJG-I | 3020051375 |  | 04-03-20-05 | 2 | EA | GEAR, DRV, AMERICAN STANDARD POWER &, 79PP3066 | 3020051375 |  |  | AMERICAN STANDARD PO | 79PP3066
SJG-I | 4810115024 |  | 04-03-20-05 | 1 | EA | HOLDER, DRESSER INDUSTRIAL VALVE, 1607802 | IR01-0342 |  |  | DRESSER INDUSTRIES, | 1607802
SJG-I | 1950002772 |  | 04-03-20-05 | 1 | EA | IMPELLER, PUMP, GENERAL ELECTRIC COMPANY, 0856A518G0012 | 1950002772 |  |  | GENERAL ELECTRIC CO. | 0856A518G0012
SJG-I | 4320076385 |  | 04-03-20-05 | 1 | EA | IMPELLER, PUMP,OEM,9-1/2"DIA,BRONZE,GENERAL ELECTRIC COMPANY,09672948P0001,WU:GE TURBINE BOOSTER OIL CENTRIFUGAL U-1 | 4320076385 |  |  | GENERAL ELECTRIC CO. | 09672948P0001
SJG-I | 4410000360 |  | 04-03-20-05 | 30 | EA | LUG, COMPRESSION, SLIP SPACR/FEM, 309 STNLESS STL A297, FOST | 4410000360 |  |  | FOSTER WHEELER ENERG | BY DESCRP
SJG-I | 4410000352 |  | 04-03-20-05 | 240 | EA | LUG, COMPRESSION, SLIP SPACR/MALE, 309 STNLESS STL A297, FOS | 4410000352 |  |  | FOSTER WHEELER ENERG | BY DESCRP
SJG-I | 0100002530 |  | 04-03-20-05 | 24 | EA | PLUG, TUBE, 1.940" X 1.700" X 2", A105 | 0100002530 |  |  | PNM MACHINE SHOP | SJS-M1045
SJG-I | 0100002133 |  | 04-03-21-05 | 2 | EA | VALVE, SOLENOID, CAMLFEX W/ACTUATOR, GLOBE, ROTARY, 3", 316SS BODY, W/O FLNGS, NON-ASB, MASONEILAN, BY DESCRP, WU: U-1&2 BA HOPPER SPRAYS | 0100002133 |  |  | MASONELIAN VALVES | B42779100106
SJG-I | 0100003231 |  | 04-03-22-05 | 1 | EA | MOTOR, ELECTRIC, 15 HP, 1170 RPM 460V, TEFC, 1.15 SERVICE FACTOR | 0100003231 |  |  | BALDOR | 286TSDZ
SJG-I | 3110063066 |  | 04-04-01-03 | 1 | EA | BEARING, BTM, JOHNSTON PUMP FACTORY, 133061FJ | 3110063066 |  |  | FLOWSERVE RED CORPOR | 133061FJ
SJG-I | 3110061300 |  | 04-04-01-03 | 2 | EA | BEARING, ROLLER, SPHERICAL, 9.4488"ID, 17.3228"OD, 4.7244"W, | 3110061300 |  |  | SKF INDUSTRIES INC | 22248 MC W33
SJG-I | 0000000333 |  | 04-04-01-04 | 2 | EA | LINER, VOLUTE, ULTRACHROME 27% CR, WARMAN, CH 1110A05, WU: 1 | 0000000333 |  |  | WARMAN INTERNATIONAL | CH 1110A05
SJG-I | 0000000961 |  | 04-04-01-04 | 1 | EA | PULLEY, SHEAVE, WU: ABSORBER AR PUMP 400 HP MOTOR | 0000000961 |  |  | KAMAN INDUSTRIAL | 8GR-8V-MTO17.5
SJG-I | 5330214650 |  | 04-04-01-04 | 1 | ST | RING, KIT/SET, PKNG, (6) RNGS, GENERAL ELECTRIC COMPANY, U84 | 5330214650 |  |  | GENERAL ELECTRIC CO. | U781S240L1234
SJG-I | 3110060369 |  | 04-04-02-03 | 1 | EA | BEARING, ROLLER, THRUST, 12.0000"ID, 18.0000"OD, 3.7500"W, M | IR98-0307 |  |  | MORRIS PUMPS INC. | 9005120510
SJG-I | 0100004686 |  | 04-04-02-04 | 3 | EA | PLUNGER, SHAFT, SPRING CANISTER, 8.990" DIA, 37" L, 4340 W/1 | 0100004686 |  |  | FOSTER WHEELER/PNM M | 801-853-2185
SJG-I | 0100003324 |  | 04-04-03-03 | 1 | EA | BEARING, PILLOW BLOCK, 8" SLEEVE, (AB367A & AB368A), DODGE, 431349, WU: U1&2 ID FANS INBOARD BEARING | 0100003324 |  |  | DODGE | 431349
SJG-I | 0100001946 |  | 04-04-03-04 | 2 | EA | PUMP, AG3DB-350G, SOCKET WELD PIPE ADPT & FLANGE PIPE CONN, | 0100001946 |  |  | HOWDEN BUFFALO | 90047
SJG-I | 0100005159 |  | 04-04-03-05 | 428 | EA | BAG, FILTER, DUST BAG, 6" DIA, X 120" LONG, CAMCORP, INC, 10 | 0100005159 |  |  | CAMCORP, INC. | 100081
SJG-I | 3110073206 |  | 04-04-04-03 | 2 | EA | BEARING, ROLLER, DOUBLE TAP, NTN BEARING CO 430328XC3 | IR00-0426 |  |  | NEW MEXICO BEARING | 430328XC3
SJG-I | 3110073230 |  | 04-04-04-03 | 2 | EA | BEARING, ROLLER, DOUBLE TAP, NTN BEARING CORP OF AMERI, 32330DB+8C3, WU: PULVERIZER GEAR REDUCERS, U1&2 | IR00-0429 |  |  | NTN BEARING CORP OF | 32330DB+8C3
SJG-I | 3110073214 |  | 04-04-04-03 | 2 | EA | BEARING, ROLLER, DOUBLE TAP, NTN BEARING CORP OF AMERI, E-432230XC3, WU:PULVERIZER GEAR REDUCERS U-1&2 | IR00-0427 |  | NEW MEXICO BEARING & | NTN BEARING CORP OF | E-432230XC3
SJG-I | 0100004518 |  | 04-04-04-04 | 1 | EA | PUMP, 110/220 SINGLE PHASE | 0100004518 |  |  | WEINMAN | 6ASC5S
SJG-I | 0100001949 |  | 04-04-04-04 | 1 | EA | PUMP, WITH DC MOTOR | 0100001949 |  |  | HOWDEN BUFFALO | 91233
SJG-I | 0100005155 |  | 04-04-04-04 | 1 | KT | SEAL, HOT OR COLD END TRUNNIONS, PNM MACHINE SHOP, SJS-M | 0100005155 |  |  | AIR PREHEATER | 59547-SL; DWRG#C-595
SJG-I | 3110072281 |  | 04-04-04-05 | 1 | EA | BEARING, TORRINGTON, 320RU92AC1112R3, WU:U-1&2 MILL ROLL BEARINGS | 3110072281 | AMEC FOSTER WHEELER | 320RU92AC1112R3 | FOSTER WHEELER ENERG | 1522
SJG-I | 3110072273 |  | 04-04-05-03 | 1 | EA | BEARING, ROLLER, TORRINGTON, 23264W33W45AW84BRCO | 3110072273 |  |  | KAMAN INDUSTRIAL TEC | 23264W33W45AW84BRCO
SJG-I | 0100006832 |  | 04-04-05-04 | 1 | EA | PUMP, ROTAN GEAR, 41 GPM, 721 RPM, 460 V, PUMPING MEDIA-OIL, COUPLING-55C36 JS S3=305,BAY VALVE SERVICE,HD66EM-1U3B2;WU:U-1 FD/PA FAN LUBE OIL SYS | 0100006832 |  |  | BAY VALVE SERVICE | HD66EM-1U3B2
SJG-I | 3110072281 |  | 04-04-05-05 | 1 | EA | BEARING, TORRINGTON, 320RU92AC1112R3, WU:U-1&2 MILL ROLL BEARINGS | 3110072281 | AMEC FOSTER WHEELER | 320RU92AC1112R3 | FOSTER WHEELER ENERG | 1522
SJG-I | 3110072273 |  | 04-04-06-03 | 1 | EA | BEARING, ROLLER, TORRINGTON, 23264W33W45AW84BRCO | 3110072273 |  |  | KAMAN INDUSTRIAL TEC | 23264W33W45AW84BRCO
SJG-I | 5365216380 |  | 04-04-06-04 | 1 | EA | RING, SEALING, U.S. STEEL CORP, DT-29605-1 | 5365216380 |  |  | FOSTER WHEELER ENERG | DT-29605-1
SJG-I | 3030053080 |  | 04-04-06-05 | 4 | EA | BELT, CONVEYOR, FEEDER, 226"L, 33"W, 1/2"THK, NYL, BI-STATE RUBBER, BY DESCRP, WU:STOCK FEEDER BELTS, U-1&4 | 3030053080 |  | KAMAN/FOUR STATES | STOCK EQUIPMENT COMP | X940-110RC
SJG-I | 3110061888 |  | 04-04-07-03 | 2 | EA | BEARING, SPHERICAL ROLLER, 10.2362"ID, 17.3228"OD, 5.6693"W, MORRIS PUMPS INC.,9002520311, WU: EVAP CIRC PMPS, UNITS 1 & 2, 416.0 | IR98-0309 | SKF INDUSTRIES INC | 23152 CAC/N33 | MORRIS PUMPS INC. | 9002520311
SJG-I | 3110073180 |  | 04-04-07-03 | 1 | EA | BEARING, SPHERICAL, 10.2362"ID, 17.3228"OD, 7.0866"W, SELF-ALIGNING, NTN BEARING CORP OF AMERI, 24152BL1, WU:PULV GEAR REDUCERS, U1&2 | IR00-0424 |  | NTN BEARING CORP OF | NEW MEXICO BEARING & | 24152BL1
SJG-I | 3110073164 |  | 04-04-07-03 | 2 | EA | BEARING, SPHERICAL, 12.5984"ID, 18.8976"OD, 4.7638"W, SELF-ALIGNING, NTN BRG CORP OF AMERI, 23064BL1/C3, WU:PULV GEAR REDUCERS, U1&2 | IR00-0422 |  | NTN BEARING CORP OF | NEW MEXICO BEARING & | 23064BL1/C3
SJG-I | 4730110956 |  | 04-04-07-04 | 192 | EA | SHIELD, TUBE, 2-1/4"DIA OD, 10 GA WT, 316 SS, 90 DEG CURVE/1 | 4730110956 |  |  | ANY MFG | BY DESCRP
SJG-I | 5010001963 |  | 04-04-07-05 | 1 | EA | CARTRIDGE, AIR, 20"ID , 28"OD, 36"L, FILTER SOURCE / KENNING INC, 321-1650WK5, WU: FLYASH BLOWERS, U-1 & 2 | 5010001963 |  |  | FILTERSOURCE/KENNING | 321-1650WK5
SJG-I | 0000000889 |  | 04-04-08-03 | 32 | EA | BELT, DRIVE, KAMAN, 8V1900, WU:LIMESTONE, 1&2 AR | 0000000889 |  |  | KAMAN INDUSTRIAL | 8V1900
SJG-I | 4730110956 |  | 04-04-08-04 | 208 | EA | SHIELD, TUBE, 2-1/4"DIA OD, 10 GA WT, 316 SS, 90 DEG CURVE/1 | 4730110956 |  |  | ANY MFG | BY DESCRP
SJG-I | 5010001963 |  | 04-04-08-05 | 1 | EA | CARTRIDGE, AIR, 20"ID , 28"OD, 36"L, FILTER SOURCE / KENNING INC, 321-1650WK5, WU: FLYASH BLOWERS, U-1 & 2 | 5010001963 |  |  | FILTERSOURCE/KENNING | 321-1650WK5
SJG-I | 3660000724 |  | 04-04-09-03 | 1 | AS | BLADE, SCRAPER, ASSY/OUTER, TURA MACHINE CORP, 2270, WU:FOSTER WHEELER MBF 23 PULVERIZERS, D/N 26-4379-5-701, U-1&2 | 3660000724 |  | AMEC FOSTER WHEELER | TURA MACHINE CORP. | 2270
SJG-I | 3110058843 |  | 04-04-09-04 | 2 | EA | SLEEVE, ASSY, ABB POWER T&D CO., 895A220H004 | IR94-0383 |  |  | HOWDEN BUFFALO | 5299D56G003
SJG-I | 5010001963 |  | 04-04-09-05 | 1 | EA | CARTRIDGE, AIR, 20"ID , 28"OD, 36"L, FILTER SOURCE / KENNING INC, 321-1650WK5, WU: FLYASH BLOWERS, U-1 & 2 | 5010001963 |  |  | FILTERSOURCE/KENNING | 321-1650WK5
SJG-I | 3660000724 |  | 04-04-10-03 | 1 | AS | BLADE, SCRAPER, ASSY/OUTER, TURA MACHINE CORP, 2270, WU:FOSTER WHEELER MBF 23 PULVERIZERS, D/N 26-4379-5-701, U-1&2 | 3660000724 |  | AMEC FOSTER WHEELER | TURA MACHINE CORP. | 2270
SJG-I | 0000000844 |  | 04-04-10-04 | 1 | EA | STEM, VALVE, CNTRL, GE, 155B5982P0002, WU:GE TURBINE170X650, | 0000000844 |  |  | GENERAL ELECTRIC | 155B5982P0002
SJG-I | 5307150549 |  | 04-04-10-04 | 2 | EA | STUD, TAP, GENERAL ELECTRIC, U606P319L1631 | IR90-0510 |  |  | GENERAL ELECTRIC CO. | U606P319L1631
SJG-I | 5010001963 |  | 04-04-10-05 | 1 | EA | CARTRIDGE, AIR, 20"ID , 28"OD, 36"L, FILTER SOURCE / KENNING INC, 321-1650WK5, WU: FLYASH BLOWERS, U-1 & 2 | 5010001963 |  |  | FILTERSOURCE/KENNING | 321-1650WK5
SJG-I | 3040055372 |  | 04-04-11-03 | 1 | EA | BOWL, INTERMEDIATE, WORTHINGTON PUMP CORP, 652413-00, WU: U-1&2 | 3040055372 |  | THELCO NEW MEXICO CO | WORTHINGTON PUMP COR | 652413-00
SJG-I | 0100004545 |  | 04-04-11-03 | 2 | EA | BUSHING, TAPER LOCK, "M" BORED TO 4-7/8", T.B. WOODS SONS, BY DESCRP, WU:LIMESTONE U-1&2 AR MOTOR | 0100004545 |  | KAMAN INDUSTRIAL | T.B. WOODS SONS | BY DESCRP
SJG-I | 4330078108 |  | 04-04-11-03 | 2 | EA | BUSHING,THROTTLE,CAST IRON,MORRIS PUMPS,053226G0001002,WU:MORRIS VERT CENTRIFUGAL PUMP TYPE 6VJC14, S/N M-10958, U1&2 | 4330078108 | MORRIS PUMPS | 053226G0001002 | MORRIS PUMPS INC. | 5322600002
SJG-I | 4810136855 |  | 04-04-11-03 | 2 | EA | GUIDE, VALVE, CROSSHEAD, GENERAL ELECTRIC CO, 233A7036P0101 | IR96-0654 |  |  | GENERAL ELECTRIC COM | 233A7036P0101
SJG-I | 5307150721 |  | 04-04-11-04 | 2 | EA | STUD, TAP, GENERAL ELECTRIC, U606P224L2862 | IR90-0496 |  |  | GENERAL ELECTRIC CO. | U606P224L2862
SJG-I | 5307150085 |  | 04-04-11-04 | 2 | EA | STUD, TURBINE, TAP, GENERAL ELECTRIC, U606P120L2112 | 5307150085 |  |  | GENERAL ELECTRIC CO. | U606P120L2112
SJG-I | 5010001963 |  | 04-04-11-05 | 1 | EA | CARTRIDGE, AIR, 20"ID , 28"OD, 36"L, FILTER SOURCE / KENNING INC, 321-1650WK5, WU: FLYASH BLOWERS, U-1 & 2 | 5010001963 |  |  | FILTERSOURCE/KENNING | 321-1650WK5
SJG-I | 0100004115 |  | 04-04-12-03 | 3 | EA | DEFLECTOR, SILICON CARBIDE, 21" NOZZLE | 0100004115 |  |  | BABCOCK & WILCOX | 2135896
SJG-I | 5307152248 |  | 04-04-12-04 | 4 | EA | STUD, TURBINE, TAP, GENERAL ELECTRIC, U606P216L1000 | IR90-0207 |  |  | GENERAL ELECTRIC CO. | U606P216L1000
SJG-I | 5307150531 |  | 04-04-12-04 | 13 | EA | STUD, TURBINE, TAP, GENERAL ELECTRIC, U606P319L1437 | IR90-0295 |  |  | GENERAL ELECTRIC CO. | U606P319L1437
SJG-I | 0100004114 |  | 04-04-12-05 | 5 | EA | DIFFUSER, CONICAL SILICON CARBIDE, 21" NOZZLE | 0100004114 |  |  | BABCOCK & WILCOX | 2135895
SJG-I | 4810129512 |  | 04-04-13-03 | 2 | EA | DIAPHRAGM, RLF, GENERAL ELECTRIC, 297A2370P0003 | IR95-0412 |  |  | GENERAL ELECTRIC CO. | 297A2370P0003
SJG-I | 9350000213 |  | 04-04-13-04 | 44 | EA | TILE, 4"W, 6"L, 1/2"THK, CERM, ANY MFG, BY DESCRP | 9350000213 |  |  | ANY MFG | BY DESCRP
SJG-I | 9350000015 |  | 04-04-13-04 | 99 | EA | TILE, WEAR, (2) HOLES, 4-1/2"W, 9"L, 1"THK, ALUMINA/CERM, W/S, COORS PORCELAIN CO, BY DESCRP, WU:LINING COAL DIVR CHUTES,TRIPPER DECK U-1&2, | 9350000015 |  |  | ANY MFG | BY DESCRP
SJG-I | 0100003220 |  | 04-04-13-05 | 1 | EA | HOUSING, BEARING, SSL, OUTBOARD, 8" SLEEVOIL, DODGE, CO., 132923 8 SLV-MOD SSL, WU: U-1&2 ID FANS USE W/0100003221 | 0100003220 | KAMAN INDUSTRIAL TEC | DOD 132923 8 SLV-MOD | DODGE | DOD 132923 8 SLV-MOD
SJG-I | 0100004114 |  | 04-04-14-03 | 4 | EA | DIFFUSER, CONICAL SILICON CARBIDE, 21" NOZZLE | 0100004114 |  |  | BABCOCK & WILCOX | 2135895
SJG-I | 0100004611 |  | 04-04-14-04 | 1 | EA | VALVE, CHECK, EXCALIBUR, 8", CS BODY, A216 GRADE WCB ,19.5" L, 13.5" OD FLANGE,150#, 316SS DISC, B16.10, DFT, 22201A4A3, WU:U1&2 LPAW PUMP | 0100004611 |  |  | VALIN CORPORATION | 22201A4A3
SJG-I | 4820128140 |  | 04-04-14-04 | 1 | EA | VALVE, GATE, KNIFE, 6", CAST 316 SS, LUG, ANSI, DEZURIK, KGC6ESF1TS2SMPS2M*MN-HD12S1, WU:ISOLATION VLVS F/U-1&2 NUVA FDERS 6" DEZURIK | 4820128140 | DEZURIK CORPORATION | KGC6ESF1TS2SMPS2M*MN | SPX VALVES & CONTROL | BY DESCRP
SJG-I | 0100006983 |  | 04-04-14-05 | 1 | EA | SHAFT, ALLEN-SHERMAN-HOFF, LA-SGC-1000-008, WU: U-1 BOTTOM ASH DRAG CHAIN CONVEYOR, SUBMERGED GRINDER, TAIL SECTION | 0100006983 |  |  | ALLEN-SHERMAN-HOFF / | LA-SGC-1000-008
SJG-I | 0100006978 |  | 04-04-14-05 | 1 | EA | SHAFT, DRIVE, ALLEN-SHERMAN-HOFF, LA-SGC-1000-001, WU: U-1 BOTTOM ASH DRAG CHAIN CONVEYOR, SUBMERGED GRINDER, DRIVE SECTION | 0100006978 |  |  | ALLEN-SHERMAN-HOFF / | LA-SGC-1000-001
SJG-I | 0100006984 |  | 04-04-14-05 | 1 | EA | SLEEVE, ALLEN-SHERMAN-HOFF, LA-SGC-1000-003, WU: U-1 BOTTOM ASH DRAG CHAIN CONVEYOR, SUBMERGED GRINDER, TAIL SECTION | 0100006984 |  |  | ALLEN-SHERMAN-HOFF / | LA-SGC-1000-003
SJG-I | 0100004114 |  | 04-04-15-03 | 4 | EA | DIFFUSER, CONICAL SILICON CARBIDE, 21" NOZZLE | 0100004114 |  |  | BABCOCK & WILCOX | 2135895
SJG-I | 0100005611 |  | 04-04-15-04 | 1 | EA | VALVE, PLUG, LINED W/ACTUATOR & MNTNG KIT, 8", CS, FLNGD, 300#, NON-ASB, WCB, FLRSEAL, AZTECH,8-R302F/B-WCB/CD4-G W/2R3500DA, WU:U1&2 BTM ASH JET | 0100005611 |  |  | AZTECH CONTROLS | 8-R302F/B-WCB/CD4-G
SJG-I | 0100006093 |  | 04-04-16-03 | 1 | EA | FILTER, CLEANABLE AIR,EXPANDED ALUMINUM,(SET OF 12),EXHAUST INLET,CINCINNATI HEAT EXCHANGE,C02302P-FLT,WU:U1 VFD BUILDING | 0100006093 |  |  | CINCINNATI HEAT EXCH | C02302P-FLT
SJG-I | 0100005789 |  | 04-04-16-04 | 1 | EA | VALVE, PLUG, LINED W/ACTUATOR, 4", CS, FLNGD, 150#, NON-ASB, WCB, AZTECH CONTROLS, 4-R152F/B-WCB/CD4/80DA/APL210,W/500DA, WU:1&2 SUMP PUMP | 0100005789 |  |  | AZTECH CONTROLS | BY MFG P/N
SJG-I | 0100005930 |  | 04-04-16-05 | 1 | EA | VALVE, HORIZ, FLOW CONTROL, 20", NON-ASB, MARLEY HEAT TRANSFER, 336354, WU:U1 CT DISTRIBUTION HEADER | 0100005930 |  |  | MARLEY HEAT TRANSFER | 336354
SJG-I | 4810119422 |  | 04-04-17-03 | 1 | EA | DISC, BALANCE/ROTATING, DE LAVAL TURBINE INC., P567CPX2 | 4810119422 |  |  | DEMAG DELAVAL | P567CPX2
SJG-I | 4310073517 |  | 04-04-17-03 | 2 | EA | DISC, HUB, CI, GOULDS PUMPS, INC., 5322400002 | 4310073517 | GOULDS PUMP | 5322400002 | JAMES S. KONE & COMP | 053224G0001002
SJG-I | 3660000781 |  | 04-04-17-04 | 12 | EA | WEDGE, GRIND SEG, TURA MACHINE, 1492, WU: FOSTER WHEELER MBF23 PULVERIZERS, DWG 26-4379-5-701, U-1&2 | 3660000781 | TURA MACHINE CORP | 1492 | TURA MACHINE CORP | 801-743-1140J
SJG-I | 0100006096 |  | 04-04-17-05 | 1 | EA | HEATER, DRIVE AIR FINTUBE, CINCINNATI HEAT EXCHANGE, C02302P-DAH, WU:U1 VFD BUILDING | 0100006096 |  |  | CINCINNATI HEAT EXCH | C02302P-DAH
SJG-I | 5970252945 |  | 04-04-17-05 | 3 | EA | INSULATOR, SUPT, DELTA-UNIBUS CORP., 6253SX1G1 | IR00-0310 |  |  | DELTA-UNIBUS CORP. | 304C4701
SJG-I | 0100000005 |  | 04-04-18-03 | 1 | EA | IMPELLER, AGITATOR 47.25" CS RUBBER LINED 2 VANES LIMESTONE | 0100000005 |  |  | EKATO | 727-50000152-00
SJG-I | 0100006094 |  | 04-04-18-04 | 1 | EA | ACTUATOR, ELECTRICAL, EXHAUST MOTORIZED OUTLET DAMPER, CINCI | 0100006094 |  |  | CINCINNATI HEAT EXCH | C0230C-EOD/ACT
SJG-I | 0100006092 |  | 04-04-18-05 | 1 | EA | MOTOR, DRIVE BLOWER, WEG, 11437961, WU:U1 VFD BUILDING | 0100006092 |  |  | WEG | 11437961
SJG-I | 6105290735 |  | 04-04-18-05 | 1 | EA | MOTOR, ELECTRIC, 3 HP, 1700/50 RPM, AC184 FRAME, 230/460 V, | 6105290735 |  |  | LOUIS ALLIS | A2-100184-0041
SJG-I | 4320078571 |  | 04-04-19-03 | 1 | EA | IMPELLER, PUMP,14"DIA,18% CHROME,5 VANES,MORRIS PUMPS,056191G08A1228,WU: BOTTOM ASH SUMP PUMPS A&B, U-1&2,MORRIS VERTICAL RH PUMP, S/N M10957-8 T | 4320078571 |  |  | JAMES S KONE & CO | 056191G08A1228
SJG-I | 4330078124 |  | 04-04-19-03 | 1 | EA | RETAINER, BRG, CI, RADIAL, GOULDS PUMPS, 54366G0001000, WU:MORRIS VERTICAL, CENTRIFUGAL PUMP, SIZE 6, MDL 6VJC14, S/N M-10958, U-1&2 | 4330078124 | DXP ENTERPRISES INC | INACTIVE:5436600001 | MORRIS PUMPS INC. | 054366G0001000
SJG-I | 0100006068 |  | 04-04-19-04 | 1 | EA | CELL, POWER, 660 A, SIEMENS, A5E03817290 | 0100006068 |  |  | SIEMENS | A5E03817290
SJG-I | 0100006139 |  | 04-04-19-05 | 1 | EA | MOTOR, ELECTRIC, 40 HP, 3540 RPM, 324TS FR, 230/460 V, 3 PH, 60 HZ, 90/45 A, BALDOR, EM4109T, WU:U1 STATOR | 0100006139 |  |  | BALDOR ELECTRIC CO | EM4109T
SJG-I | 0100005536 |  | 04-04-20-03 | 2 | EA | LINER, ASSEMBLY, 8"DIA, BEARING THRUST INSERT INBOARD (HELD), HOWDEN NORTH AMERICAN, 14PP2849, WU:U-1 ID FANS | 0100005536 |  |  | HOWDEN NORTH AMERICA | 14PP2849
SJG-I | 0100006068 |  | 04-04-20-04 | 1 | EA | CELL, POWER, 660 A, SIEMENS, A5E03817290 | 0100006068 |  |  | SIEMENS | A5E03817290
SJG-I | 0100004194 |  | 04-04-20-05 | 1 | EA | MOTOR, ELECTRIC, 15 HP, 1750 RPM, 125 VDC, WOUND SHOT, CLS F | 0100004194 |  |  | BALDOR | 93A200-2042
SJG-I | 0100005537 |  | 04-04-21-03 | 1 | EA | LINER, ASSEMBLY, 8", BEARING THRUST INSERT OUTBOARD, HOWDEN | 0100005537 |  |  | HOWDEN NORTH AMERICA | 14PP2537
SJG-I | 0100007046 |  | 04-04-21-04 | 1 | EA | DRIVE, VARIABLE FREQUENCY, 480V, FRAME 6, SERIES A, ALLEN-BRADLEY, PN-61477, #20F1AND248JN0NNNNN; WU: VFD, U-1 COOLING TOWER MOTOR | 0100007046 | BORDERSTATES 3361227 | 20F1AND248JN0NNNNN | ALLEN-BRADLEY CO. | PN-61477
SJG-I | 6105291345 |  | 04-04-21-05 | 2 | EA | MOTOR, ELECTRIC, 5 HP, 1740 RPM, 184TZ FRAME, 230/460 V, 3 P | IR99-0378 |  |  | LANE ELECTRIC | 06F583X203GL
SJG-I | 0100006090 |  | 04-04-21-05 | 1 | EA | MOTOR, EXHAUST FAN, CINCINNATI HEAT EXCHANGE, C02302P-EFM, | 0100006090 |  |  | WEG | 11723870
SJG-I | 0100005537 |  | 04-04-22-03 | 1 | EA | LINER, ASSEMBLY, 8", BEARING THRUST INSERT OUTBOARD, HOWDEN | 0100005537 |  |  | HOWDEN NORTH AMERICA | 14PP2537
SJG-I | 0100006086 |  | 04-04-22-04 | 2 | EA | FAN, ELECTRICAL, EXHUAST ASSEMBLY, CINCINNATI HEAT EXCHANGE, | 0100006086 |  |  | CINCINNATI HEAT EXCH | C02302P-EF
SJG-I | 0100001947 |  | 04-04-22-05 | 2 | EA | MOTOR, 15HP, 254T FRAME, TEFC, 1765RPM, 230/460V, 37/18.5 AM | 0100001947 |  |  | LANE ELECTRIC | ECP2333T SB
SJG-I | 4730113000 |  | 04-06-20-03 | 2 | EA | ADAPTER, FLANGE/NOZZLE, UCC, 16077 | IR01-0232 |  |  | UNITED CONVEYOR CORP | 16077
SJG-I | 0100002520 |  | 04-06-20-03 | 16 | EA | CAM, SEGMENT, UNITED CRUSHER, 210008-1, WU: 33" X 30" CRUSHER | 0100002520 |  |  | UNITED CONVEYOR CORP | 28008-1
SJG-I | 3660001011 |  | 04-06-20-03 | 10 | EA | PLATE, COMBING, UCC, 21996 | 3660001011 |  |  | UNITED CONVEYOR CORP | BY DESCRP
SJG-I | 0100002523 |  | 04-06-20-03 | 3 | EA | PLATE, WEAR, BACK SIDE - MOTOR | 0100002523 |  |  | UNITED CONVEYOR CORP | 21627
SJG-I | 3990000378 |  | 04-06-20-03 | 4 | EA | PLATE, WEAR, LEFT HALF, UCC, 21654 | 3990000378 |  |  | UNITED CONVEYOR CORP | BY DESCRP
SJG-I | 0100002522 |  | 04-06-20-03 | 2 | EA | PLATE, WEAR, SIDE FRONT (DOOR) | 0100002522 |  |  | UNITED CONVEYOR CORP | 21626
SJG-I | 4710101512 |  | 04-06-22-03 | 8 | EA | TUBE, BOILER, 1-3/4"DIA, 0.180"WT, CS SA178, CCF GR, 180 DEG | 4710101512 |  |  | BOILER TUBE CO. OF A | BY DESCRP
SJG-I | 4710101504 |  | 04-06-22-03 | 9 | EA | TUBE, BOILER, 1-3/4"DIA, 0.215"WT, CS SA178, AHF GR, 180 DEG | 4710101504 |  |  | BOILER TUBE CO. OF A | BY DESCRP
SJG-I | 1950001956 |  | 04-07-21-00 | 1 | EA | BEARING, SHOE, 4.0000"ID, 9.0000"OD, WESTINGHOUSE ELECTRIC C | 1950001956 |  |  | WESTINGHOUSE ELECTRI | 555F187G01
SJG-I | 6105290859 |  | 04-07-22-00 | 1 | EA | GEARMOTOR, 460 V, 15 HP, UCC, 353303-4 | 6105290859 |  |  | UNITED CONVEYOR CORP | 353303-4
SJG-I | 3130063138 |  | 04-07-22-01 | 2 | EA | BEARING, THRUST, 7.0000"ID, WESTINGHOUSE ELEC 498D774G04 | IR00-0443 |  |  | WESTINGHOUSE ELECTRI | 498D774G04
SJG-I | 6115000173 |  | 04-07-22-01 | 2 | EA | COIL, ELECTRICAL, WESTINGHOUSE ELECTRIC COR, 219C488G01 | IR01-0386 |  |  | WESTINGHOUSE ELECTRI | 219C488G01
SJG-I | 2825001544 |  | 04-07-22-01 | 2 | EA | COUPLING, WESTINGHOUSE, 4590D20002 | 2825001544 |  |  | WESTINGHOUSE ELEC | 4590D20002
SJG-I | 6105290669 |  | 04-07-22-01 | 1 | EA | MOTOR, ELECTRIC, 10 HP, 3515 RPM, 215T FRAME, 230/460 V, 3 P | 6105290669 |  |  | LANE ELECTRIC | ECP3771T
SJG-I | 0100003894 |  | 04-07-22-01 | 1 | EA | SHIM, TE, GENERAL ELECTRIC, U748A170K2898 | 0100003894 |  |  | GENERAL ELECTRIC | U748A170K2898
SJG-I | 6105290669 |  | 04-07-22-02 | 1 | EA | MOTOR, ELECTRIC, 10 HP, 3515 RPM, 215T FRAME, 230/460 V, 3 P | 6105290669 |  |  | LANE ELECTRIC | ECP3771T
SJG-I | 6105288960 |  | 04-07-22-02 | 1 | EA | MOTOR, ELECTRIC, 2 HP, 1750 RPM, 145T FRAME, 230/460 V, 3 PH | 6105288960 |  |  | LANE ELECTRIC | ECP3587T
SJG-I | 6105287897 |  | 04-07-22-02 | 1 | EA | MOTOR, ELECTRIC, 7.50 HP, 3500 RPM, 184T FRAME, 460-480 V, 3 | IR07-0226 |  |  | ANY MFG | BY DESCRP
SJG-I | 4540000538 |  | 04-07-22-02 | 85 | FT | TAPE, HEAT, TINNED CU BRAID, 600'L, 115 V, 2.5/FT W, THERMON | 4540000538 |  | THERMON MANUFACTURIN | BARNCO, INC. | FP-2.5-BC
SJG-I | 4540000520 |  | 04-07-22-02 | 1 | RO | TAPE, HEAT, TINNED CU/UNBRAIDED, 500'L, 115 V, 5/FT W, THERM | 4540000520 |  | THERMON MANUFACTURIN | BARNCO, INC. | FP-5-BC
SJG-I | 0100004156 |  | 04-07-22-03 | 4 | EA | SHAFT, 4", VERSALLOY, GOULDS MODEL 3175 6X8-18 | 0100004156 |  |  | PNM MACHINE SHOP | SJS-M209
SJG-I | 0100003489 |  | 04-07-22-04 | 2 | EA | ENCLOSURE, ELECTRICAL, SS, NEMA 4XZ CONTROL PANEL | 0100003489 |  |  | UNITED CONVEYOR CORP | 2107-126-2-1-3-CP
SJG-I | 0100001867 |  | 04-07-22-04 | 1 | EA | JOINT, EXP, 12" DIA X 6.5" W, 200 PSIG/150 LB, 180 DEG F | 0100001867 |  |  | FOUR STATES GASKET | ZX1FCC12X6
SJG-I | 4730131473 |  | 04-07-22-04 | 2 | EA | JOINT, EXPANSION, CONC/REDU, 18"X 12", 9"L, RUBR, 200 PSIG/1 | 4730131473 |  |  | DENSAND, INC. | BY DESCRP
SJG-I | 4810121048 |  | 04-07-22-05 | 1 | EA | VALVE, KIT, REPAIR, FMC CORPORATION - DRIVE D-3241285 | 4810121048 |  |  | FMC CORPORATION - DR | 3241285
SJG-I | 6115000157 |  | 04-07-23-00 | 1 | EA | BUSHING, ELECTRICAL, MAIN LEAD, WESTINGHOUSE ELECTRIC COR, 3 | 6115000157 |  |  | WESTINGHOUSE ELECTRI | 383D625G02
SJG-I | 5010001641 |  | 04-07-23-00 | 4 | EA | ELEMENT, FILTER, OIL, WILLIAM W. NUGENT CO, 01-094-002 | 5010001641 |  |  | BOYER & SEELEY, INC. | 01-094-002
SJG-I | 0100002132 |  | 04-07-23-00 | 2 | EA | ELEMENT, PRIMARY, INGERSOLL RAND COMPRESSOR | 0100002132 |  |  | AIR POWER SOUTHWEST | 39322201
SJG-I | 5010004363 |  | 04-07-23-00 | 13 | EA | FILTER, PAN/DRY, DOLLINGER CORPORATION, VE-1113-2424-005 | 5010004363 |  |  | DOLLINGER CORPORATIO | VE-1113-2424-005
SJG-I | 4730135771 |  | 04-07-23-00 | 1 | EA | JOINT, EXPANSION, 16"X 8", 150 LB, FLGD, GOODALL (U2) | IR06-0146 |  |  | GOODALL RUBBER COMPA | 43285-800-012-990-03
SJG-I | 3010051021 |  | 04-07-23-01 | 1 | EA | ACTUATOR, PNEUMATIC, ROTARY, 25-175 PSI, W/O HANDWHL SEAL/NU | 3010051021 |  |  | DEZURIK CORPORATION | BY DESCRP
SJG-I | 0000000953 |  | 04-07-23-01 | 1 | EA | BOX, STUFFING BOX, PNM MACHINE SHOP, SJS-M700, WU:U2 CONDENSATE HOTWELL PUMP - 2A, 2B | 0000000953 |  |  | PNM MACHINE SHOP | SJS-M700
SJG-I | 3110066069 |  | 04-07-23-01 | 2 | EA | BRACKET, MOUNT, BEARING, PNM MACH SHOP, SJS-M445, WORTHINGTON PUMPS, 6250-4200, WU: (U1) (U2) | 3110066069 | PNM MACHINE SHOP | SJS-M445 | WORTHINGTON PUMPS CO | 6250-4200
SJG-I | 4810124778 |  | 04-07-23-01 | 1 | EA | DISC, VALVE, CHECK, 12"X 10"X 12", 2070Y, ROCKWELL INTERNATIONAL, BY DESCRP | 4810124778 |  |  | ROCKWELL INTERNATION | BY DESCRP
SJG-I | 4320078480 |  | 04-07-23-01 | 2 | EA | LINER, DISC, CHROME, GOULDS PUMPS, INC., 4894400020 | 4320078480 |  |  | JAMES S. KONE & COMP | 050625G0001228
SJG-I | 0000000955 |  | 04-07-23-01 | 3 | EA | SHAFT, DRIVE, LINE INTERMEDIATE, UNIT 2 HOTWELL PUMP | 0000000955 |  |  | PNM MACHINE SHOP | SJS-M712
SJG-I | 0000000949 |  | 04-07-23-01 | 4 | EA | SPIDER, WEB, PNM MACHINE SHOP, SJS-M721, WU:U2 CONDENSATE HOTWELL PUMP - 2A, 2B | 0000000949 |  |  | PNM MACHINE SHOP | SJS-M721
SJG-I | 4810130106 |  | 04-07-23-01 | 1 | EA | VALVE, BUTTERFLY, 4", DEZURIK CORP, 632,L,B,RS63,3,KXG | IR96-0666 |  |  | DEZURIK CORPORATION | 632-L-B-RS63-3-KXG
SJG-I | 3426000018 |  | 04-07-23-02 | 50 | EA | ANODE, CATHODIC, 11"W, 1"THK, ZINC, 24 LB WGT, BELMONT METAL | 3426000018 |  |  | BELMONT METAL INC. | MIL-A-18001J
SJG-I | 3130063245 |  | 04-07-23-02 | 2 | ST | BEARING, PILLOW BLOCK, ROER, 2.9375", 13.0000", 3.5000" | 3130063245 |  |  | ADVANCE SUPPLY/SKF | SAF-22-5171
SJG-I | 3120061258 |  | 04-07-23-02 | 2 | AS | BEARING, PILLOW BLOCK, ROER, 3.9375", 15.2500", 4.5000", 4 B | 3120061258 |  |  | DODGE DIV., RELIANCE | 60369
SJG-I | 4320088372 |  | 04-07-23-03 | 1 | EA | COVER, STUFFING BX/LINR, CI, BLTED, GOULDS PUMPS, INC., R254 | 4320088372 |  |  | JAMES S. KONE & COMP | 184
SJG-I | 0100005519 |  | 04-07-23-03 | 2 | EA | IMPELLER, 20.125T, 6V4002C, 20" DIA, CA6NM MTL, MODEL 10-2 S | 0100005519 |  |  | AZTECH CONTROLS | 0017-154690-045
SJG-I | 0100002103 |  | 04-07-23-03 | 1 | EA | IMPELLER, MODEL 10-2 STAGE, 20.25, 4V4002C DIA, CD4McU SS MTL, MS-1 PUMP, 20.125, STURM, 0017-15468-144, WU:U3&4 HP ASHWTR PMPS (CAT 0100005518) | 0100002103 |  |  | AZTEC CONTROS | 0017-15468-144
SJG-I | 0100005518 |  | 04-07-23-03 | 2 | EA | IMPELLER, MS-1 PUMP, 20.125" DIA, CA6NM MTL, 4 VANES, STURM, 0017-15468-045, WU:U-3&4 HP ASHWATER PUMPS, MDL 10-2 STAGE | 0100005518 |  |  | AZTECH CONTROLS | 0017-15468-144
SJG-I | 0100002104 |  | 04-07-23-03 | 1 | EA | IMPELLER, PUMP 6V4002C, 20" DIA, CD4McU SS MTL, MDL 10-2 STAGE, MS-1 PMP, 20.125T, STURM, 0017 15469-144,WU:U3&4 HP ASH H2O PMPS (CAT 0100005519) | IR07-0001 | 0100001642 |  | AZTEC CONTROLS | 0017 15469-144
SJG-I | 4320087937 |  | 04-07-23-03 | 2 | EA | IMPELLER, PUMP, WORTHINGTON PUMP CORP, 801525-51 | 4320087937 |  | THELCO NEW MEXICO CO | WORTHINGTON PUMP COR | 801525-51
SJG-I | 4320077177 |  | 04-07-23-03 | 1 | EA | PLATE, SIDE SUCTION, THE PUMP PARTS SOURCE, 104-598-1216 | 4320077177 |  |  | JAMES S. KONE & COMP | 56163-1216
SJG-I | 0100001644 |  | 04-07-23-03 | 2 | EA | RING, COMBINATION PART & FLT SLEEVE, ITEM 6, MDL 10-2 STAG | 0100001644 |  |  | HAZELTON PUMPS | 598264-131
SJG-I | 0100001272 |  | 04-07-23-04 | 1 | EA | BEARING, BALL, DUPLEX, 8320BB, 2 BEARINGS = 1 EA, HAZLETON PUMPS, 830242-030, WU: U-1,2,3,4 HIGH PRESSURE ASH PUMPS | 0100001272 |  |  | HAZELTON PUMPS | 830242-030
SJG-I | 0100002085 |  | 04-07-23-04 | 2 | EA | BEARING, SLEEVE, LINING, LP TURBINE, 1/8" UNDERSIZED&UNFINISHED | 0100002085 |  |  | GENERAL ELECTRIC | 215D4334G0001
SJG-I | 3110073248 |  | 04-07-23-04 | 2 | EA | BEARING, UCC, 405098-2, WU: UCC IMPROVED CRUSHER ASSY, 33"X30", BOTTOM ASH, U-3&4 | 3110073248 |  |  | KAMAN INDUSTRIAL | 405098-2
SJG-I | 3110071572 |  | 04-07-23-04 | 2 | EA | HOUSING, BEARING, THRUST, WORTHINGTON PUMP CORP, 139308 | 3110071572 |  |  | THELCO NEW MEXICO CO | 139308
SJG-I | 4320087382 |  | 04-07-23-04 | 2 | EA | IMPELLER, 16"DIA, JOHNSTON PUMP FACTORY, BY DESCRP | 4320087382 |  |  | JOHNSTON PUMP CO | BY DESCRP
SJG-I | 3020055046 |  | 04-07-23-04 | 2 | EA | SPROCKET, DRIVE, 45, UCC, 36095-1, INCLD'S 1 TAPERED BUSHING | 3020055046 |  |  | UNITED CONVEYOR CORP | 36095-1
SJG-I | 4820122895 |  | 04-07-23-04 | 2 | EA | VALVE, CHECK, 10", CI, DUO CHECK F/F, NON-ASB, MISSION MFG CO., G12HMP, WU:FLYASH SYS, MDL A, CUP PSI 2008 ASA SERIES 125, UPR&LWR NUVA | 4820122895 |  |  | MISSION | G12HMP
SJG-I | 4320087861 |  | 04-07-23-05 | 1 | EA | SHAFT, MAIN, 4-1/2"DIA, 77"L, VERSALLOY STL, PNM MACHINE SHO | 4320087861 |  |  | PNM MACHINE SHOP | SJS-M53
SJG-I | 0100004243 |  | 04-07-23-05 | 1 | EA | VALVE, GATE, KNIFE, 12", AL BODY, W/HANDWHEEL, NON-ASB, UNITED CONVEYOR CO., 1919-1-12A21111, WU:U3&4 DEWATERING BINS | 0100004243 |  |  | UNITED CONVEYOR CORP | 1919-1-12A21111
SJG-I | 0100001737 |  | 04-08-03-00 | 7 | EA | PLATE, SEAL, MILD STEEL, MBF-23 PULVERIZER, F-W P/N 1542 | 0100001737 | FOSTER WHEELER | 1542 | PNM MACHINE SHOP | BY DESCRP
SJG-I | 0100005516 |  | 04-08-03-00 | 2 | EA | PULLEY, SHEAVE, KAMAN, 8GR-8V-40.00, WU: U-1&2 AR PUMPS | 0100005516 |  |  | KAMAN | 8GR-8V-40.00
SJG-I | 0100003964 |  | 04-08-03-01 | 2 | EA | BLOWER, MDL 721 RCS-J V/H TOP/RS, DRESSER, 928300TR, WU:U-1&2 BAGHOUSE BLOWERS | 0100003964 |  |  | DRESSER | 928300TR
SJG-I | 4810137028 |  | 04-08-06-04 | 1 | EA | VALVE, BLOW DOWN, GENERAL ELECTRIC CO, 0197B625P0001 | 4810137028 |  |  | GENERAL ELECTRIC COM | 0197B625P0001
SJG-I | 3130063088 |  | 08-02-03-02 | 1 | EA | BEARING, THRUST, SKF 294/630 | IR94-0389 |  |  | TORRINGTON | 294/630
SJG-I | 3130063088 |  | 08-02-07-00 | 1 | EA | BEARING, THRUST, SKF 294/630 | IR94-0389 |  |  | TORRINGTON | 294/630
SJG-I | 0100001427 |  | 10-05-03-00 | 20 | FT | STOCK, CHANNEL, 3"X1-1/2"X1/4, 316L SS, 4.80 PER LINEAR | 0100001427 |  |  | ANY MFG | BY DESCRP
SJG-I | 0100004228 |  | 10-06-01-00 | 2 | EA | ELBOW, PIPE, 10", 30 DEG, ASHCOLITE COMPRESSION | 0100004228 |  |  | ALLEN SHERMAN HOFF | F10N
SJG-I | 4730123454 |  | 10-06-01-00 | 3 | EA | LATERAL, 9", 45, UCC, 9Y5-1 | 4730123454 |  |  | UCC | 9Y5-1
SJG-I | 4730131259 |  | 10-06-02-00 | 2 | EA | ELBOW, 12", 45 DEG, UCC, 12M3-1, WU: UCC FLYASH AND BOTTOM ASH SYSTEM, UNITS 3 & 4 | 4730131259 |  |  | UCC | 12M3-1
SJG-I | 4730123470 |  | 10-06-02-00 | 2 | EA | ELBOW, PIPE, 12", 30 DEG, UCC, 17486 | IR96-0676 |  |  | UCC | 17486
SJG-I | 4540000678 |  | 10-07-03-00 | 265 | FT | LINE, HEATED, 3/8"DIA, EATON CORPORATION, 2252-34A14 | 4540000678 |  |  | ARGO INTERNATIONAL C | 2252-34A14
SJG-I | 4460000500 |  | 10-12-01-00 | 770 | AS | WIRE, ASSY/PRECIP DISCH, RESEARCH COTTRELL, 95100-B36 | IR00-0148 |  |  | RESEARCH COTTRELL | 95100-B36
SJG-I | 5330209916 |  | 10-23-01-00 | 1 | EA | CASING, PUMP, 6"X 4", NI-HARD, 420 LB, A. R. WILFLEY & | IR00-0518 |  |  | A. R. WILFLEY & SONS | K189NH
SJG-I | 5330193185 |  | 10-23-02-01 | 2 | AS | SEAL, ASSY, AIR, ROLL, WHEEL, B&W, BY DESCRP, REFERENCE ITEM F-9, B&W RADIANT BOILER, MPS 89 PULVER | 5330193185 |  |  | BABCOCK & WILCOX | BY DESCRP
SJG-I | 3020051920 |  | 10-24-01-00 | 13 | EA | IDLER, CONVEYOR, TROUGHING, CONTINENTAL CONVEYOR & EQ, 78AH5 | 3020051920 |  |  | CONTINENTAL CONVEYOR | 78AH530-36S
SJG-I | 3020052126 |  | 10-24-02-01 | 6 | EA | IDLER, RET TRAINING, CONTINENTAL CONVEYOR & EQ, 78AH519-36S | 3020052126 |  |  | CONTINENTAL CONVEYOR | 78AH519-36S
SJG-I | 3660000526 |  | 10-30-01-00 | 6 | EA | CASINGHEAD, OBSOLETE/ASSY/SPOOL, 19"ID X 1/4"WALL, STL, ANY MFG, BY DESCRP, CARBORUNDUM CO, RU-11 | IR96-0960 |  |  | CARBORUNDUM CO | RU-11
SJG-I | 6145000516 |  | 10-30-01-00 | 100 | FT | CLOTH, SCREEN, WOVEN, 32"WD X 50'LG, 0.105", 316 STNLESS STL | IR00-0489 |  |  | AGGREGATE SUPPLY, IN | BY DESCRP
SJG-I | 4320089115 |  | 10-30-01-00 | 1 | EA | COLUMN, PIPE, STL, MORRIS PUMPS INC., 056176G3503230 | IR00-0508 |  | JAMES S KONE & CO | MORRIS PUMPS INC | 056176G3503230
SJG-I | 4140000649 |  | 10-30-01-00 | 1 | EA | CONE, INLET, CHICAGO BLOWER CORPORATIO, 3753-HD | IR97-0042 |  |  | CHICAGO BLOWER CORP | 3753HD
SJG-I | 4140000888 |  | 10-30-01-00 | 2 | EA | CONE, INLET, CHICAGO BLOWER CORPORATIO, 3753HD3 | IR96-0972 |  |  | CHICAGO BLOWER | 3753HD3
SJG-I | 4730133529 |  | 10-30-01-00 | 2 | EA | CROSS, REDUCING, PIPE, 8"X8"X6", DUCTILE IRON, RHAWN FLANGE & MACH, BY DESCRP | IR96-0840 |  |  | RHAWN FLANGE & MACH | BY DESCRP
SJG-I | 3990000154 |  | 10-30-01-00 | 1 | EA | DAMPER, MECHANICAL, ASSEMBLY, CONTROL, UNITED CONVEYOR CORPORATI, 1949-55 | IR96-0968 | UCC | 1949-55 | UNITED CONVEYOR CORP | 3194955
SJG-I | 6105290321 |  | 10-30-01-00 | 2 | ST | DEFLECTOR, ABB POWER T & D CO, IT34 | IR01-0627 |  |  | ABB POWER T & D COMP | IT34
SJG-I | 4730135698 |  | 10-30-01-00 | 1 | EA | ELBOW, 15 DEG, UNITED CONVEYOR CORPORATI, 9M4-3 | IR97-0250 |  |  | UNITED CONVEYOR CORP | 9M43
SJG-I | 4730124890 |  | 10-30-01-00 | 1 | EA | ELBOW, 90 DEG, 12", SOCKETWELD, PIPE, PLASTIC, ANY MFG, BY DESCRP | IR97-0533 |  | LTV ENERGY PRODUCTS | ANY MFG | BY DESCRP
SJG-I | 4730123470 |  | 10-30-01-00 | 4 | EA | ELBOW, PIPE, 12", 30 DEG, UCC, 17486 | IR96-0676 |  |  | UCC | 17486
SJG-I | 4730131168 |  | 10-30-01-00 | 2 | EA | ELBOW, PIPE, 8", 45 DEG, UCC, 170130 | IR01-0428 |  |  | GEORGIA IRON WORKS | BY DESCRP
SJG-I | 4730118082 |  | 10-30-01-00 | 2 | EA | EXPANSION JOINT, 3", FOSTER WHEELER ENERG, EJ-10 | IR96-0632 |  |  | FOSTER WHEELER ENERG | EJ-10
SJG-I | 4730132315 |  | 10-30-01-00 | 2 | EA | FLANGE, THREADED, PIPE, 125 LB, DUCTILE IRON, ANY MFG, BY DESCRP | IR96-0839 |  |  | RHAWN FLANGE & MACHI | BY DESCRP
SJG-I | 5660000034 |  | 10-30-01-00 | 2 | EA | GATE, SLIDE, CLSD, 9"L, UCC, 190602-11 | IR01-0532 |  |  | UNITED CONVEYOR CORP | 190602-11
SJG-I | 3020052381 |  | 10-30-01-00 | 6 | EA | IDLER, TRANSITION, CONTINENTAL CONVEYOR & EQ, 78AH501-36S | IR96-0924 |  |  | CONTINENTAL CONVEYOR | 78AH501-36S
SJG-I | 3660000690 |  | 10-30-01-00 | 60 | EA | INSERT, OBSOLETE/AIRPORT, DART FOUNDRIES LIMITED, NX801-745-1189 | IR96-0001 |  |  | FOSTER WHEELER | NX801-745-1189
SJG-I | 3030054732 |  | 10-30-01-00 | 1 | EA | JOINT, EXPANSION, PKNG, 12", NON-ASB, UCC, 1736-8, WU:UCC FL | IR01-0408 |  |  | UNITED CONVEYOR CORP | 1736-8
SJG-I | 4710101934 |  | 10-30-01-00 | 2 | EA | PIPE, 12", 5-3/4"L, DURITE | IR01-0221 |  |  | UNITED CONVEYOR CORP | 170284-60
SJG-I | 4710101959 |  | 10-30-01-00 | 1 | EA | PIPE, 8", 10-3/4"L, DURITE | IR01-0418 |  |  | UNITED CONVEYOR CORP | 174108
SJG-I | 4710101991 |  | 10-30-01-00 | 1 | EA | PIPE, 8", 2'11-3/4"L, DURITE, UCC, 174108-360 | IR01-0223 |  |  | UNITED CONVEYOR CORP | 174108-360
SJG-I | 4710102064 |  | 10-30-01-00 | 1 | EA | PIPE, 9", 5'11-3/4"L, DURITE, UCC, 174109-720 | IR00-0524 |  |  | UNITED CONVEYOR CORP | 174109-720
SJG-I | 4710097892 |  | 10-30-01-00 | 21 | FT | PIPE, LINED, 2", POLYPROPYLENE, PLAIN | IR01-0318 |  |  | ANY MFG | BY DESCRP
SJG-I | 4710098650 |  | 10-30-01-00 | 21 | FT | PIPE, LINED, 3", POLYPROPYLENE, STEEL, PLAIN | IR01-0319 |  |  | ANY MFG | BY DESCRP
SJG-I | 5365211373 |  | 10-30-01-00 | 3 | EA | RING, VANE CONTROL | IR97-0001 |  |  | FOSTER WHEELER | 8540
SJG-I | 5330190660 |  | 10-30-01-00 | 1 | EA | SECTION, HAND/HOLE ASSEMBLY, 4", W/2" TAP | IR97-0603 |  |  | UNITED CONVEYOR CORP | 1715-57
SJG-I | 9510001150 |  | 10-30-01-00 | 3 | EA | SHAFT, DRIVE, 3-3/4"OD, 10'L, VERSALOY, P.C. CAMPANA, BY DESCRP | IR01-0205 |  |  | P.C. CAMPANA, INC. | BY DESCRP
SJG-I | 4530000167 |  | 10-30-01-00 | 2 | EA | SLEEVE, THROAT, REF ITEM E-4 | IR00-0523 |  |  | PNM MACHINE SHOP | BY DESCRP
SJG-I | 9510000392 |  | 10-30-01-00 | 10 | FT | STOCK, BAR, RND, 12'L, 6"DIA, 316 SS, 94.14 LB/FT, ANY MFG, | IR00-0442 |  |  | AMERICAN METAL PRODU | BY DESCRP
SJG-I | 9510001895 |  | 10-30-01-00 | 30 | FT | STOCK, BAR, RND, 5'L, 6-1/2"DIA, VERSALOY, 112.80 LB/FT, TRI | IR00-0495 |  |  | P.C. CAMPANA, INC. | BY DESCRP
SJG-I | 9510001903 |  | 10-30-01-00 | 5 | FT | STOCK, BAR, RND, 5'L, 7"DIA, VERSALOY, 130.90 LB/FT, TRICON | IR00-0496 |  |  | P.C. CAMPANA, INC. | BY DESCRP
SJG-I | 9510001762 |  | 10-30-01-00 | 4 | FT | STOCK, BAR, RND, 6"DIA, BRS, 104 LB/FT, ANY MFG, BY DESCRP | IR96-0100 |  |  | ACTION STAINLESS & A | BY DESCRP
SJG-I | 6120000093 |  | 10-30-01-00 | 6 | EA | TRANSFORMER, 400/53500 PRV, 64 KVA, 60 HZ, RESEARCH COTTRELL, INC., 54470-B9 | IR94-0415 |  |  | RESEARCH COTTRELL | 54470-B9
SJG-I | 4820124867 |  | 10-30-01-00 | 1 | EA | VALVE, EVAPORATE DRAIN, 3", 316SS, 150 LB, FLANGED | IR00-0481 |  |  | STRAHMAN VALVES, INC | H-271
SJG-I | 3660000047 |  | 10-30-01-00 | 3 | EA | VANE, CLASSIFIER, COMPLETE W/HINGE | IR97-0127 |  |  | FOSTER WHEELER | 1170
SJG-I | 3915000941 |  | 10-30-01-00 | 2 | EA | WHEEL, 20"OD, CAST STEEL, FARRELL-CHEEK STEEL CO, BY DESCRP | IR97-0491 |  |  | FARRELL-CHEEK STEEL | BY DESCRP
SJG-I | 5975264242 |  | 10-30-02-00 | 10 | FT | CONDUIT, RIGID, OBSOLETE, THDED, 4", GALV STL, ANY MFG, BY DESCRP | IR96-0211 |  |  | BORDER STATES ELECTR | BY DESCRP
SJG-I | 4710099807 |  | 10-30-02-00 | 6 | EA | ELEMENT, FINNED/SA210A1, 2", .160, FOSTER WHEELER, M71375 MK | IR00-0525 |  |  | FOSTER WHEELER | M71375 MK
SJG-I | 3020051698 |  | 10-30-02-00 | 2 | EA | IDLER, CONVYR, TROUGHING TRAINER, CONTINTL CONV, 78AH53236S | IR97-0498 |  |  | CONTINENTAL CONVEYOR | 78AH532-36S
SJG-I | 9510000871 |  | 10-30-02-00 | 12 | FT | STOCK, BAR, RND, 12'X1", ALLY STL, 2.67 LB/FT, | IR96-0232 |  |  | ACTION STAINLESS & A | BY DESCRP
SJG-I | 9510002133 |  | 10-30-02-00 | 12 | FT | STOCK, BAR, RND/COLD ROED/ANNEAL, 10'L, 1-1/2"DIA, 416 STNLE | IR96-0101 |  |  | ACTION STAINLESS & A | BY DESCRP
SJG-I | 9510001879 |  | 10-30-02-00 | 15 | EA | STOCK, ROUND, 5-1/2, VERSALOY | IR94-0413 | PREMMS PASSPORT ITEM |  | ANY MFG | BY DESCRP
SJG-I | 4820122325 |  | 10-30-02-00 | 1 | EA | VALVE, GATE, 6", STEEL, BUTTWELD, 600 LB, CRANE CO, 42783 | IR98-0225 |  |  | CRANE CO | 42783
SJG-I | 4820123216 |  | 10-30-02-00 | 3 | EA | VALVE, PLUG 3-IN/2WAY, FLANGED, 125 PSI, CAST IRON | IR96-0245 |  |  | DOW CHEMICAL CO | 074-425-0
SJG-I | 5365213445 |  | 10-31-01-00 | 2 | EA | RING, SEALING, SEAT | IR01-0379 |  |  | BABCOCK & WILCOX | 458425
SJG-I | 4140000839 |  | 10-31-01-00 | 1 | AS | SHAFT, HUB, & WHEEL, ROTATING ASSY, NON-ASB, (WHEEL BLADES ARE 3/16"), ANY MFG, BY DESCRP | IR09-0013 |  |  | UNITED CONVEYOR CORP | BY DESCRP
SJG-I | 4730134121 |  | 10-31-01-00 | 28 | EA | TUBE, 1" DIA, 13'1"L, 304 SS A249, FINNED, YUBA HEAT TRANSFER DIVISI, 75-T-988-4, 18 BWG WT | 4730134121 |  |  | YUBA HEAT TRANSFER D | 75-T-988-4
SJG-I | 4730134147 |  | 10-31-01-00 | 48 | EA | TUBE, BOILER, 1"DIA, 18 BWG WT, 304 STNLESS STL A249, FINNED | IR01-0338 |  |  | YUBA HEAT TRANSFER D | 75-T-988-2
SJG-I | 3660000856 |  | 10-31-02-00 | 1 | EA | ROLLER, PIVOT, ASSEMBLY, W/SHAFT | IR94-0417 |  |  | FOSTER WHEELER CORP | 1505/1505A
SJG-I | 0100000082 |  | 10-31-02-00 | 2 | ST | TUBE, BOILER, BABCOCK & WILCOX, BY DESCRP, U-BENDS 2 SETS TOTAL 3 FT, (PARTIAL SET ??) | IR09-0026 |  |  | BABCOCK & WILCOX | PARTIAL SET ??
SJG-I | 4530001124 |  | 10-32-01-00 | 6 | EA | BURNER, 18-1/4", 20"DIA, 91"L, STL/CERM, POWER & INDUSTRIAL, 2-5004-A | IR09-0019 |  |  | POWER & INDUSTRIAL S | 2-5004-A
SJG-I | 5975264077 |  | 10-32-01-00 | 30 | FT | CONDUIT, RIGID, 3", ANY MFG, BY DESCRP | IR14-0492 |  |  | ANY MFG | BY DESCRP
SJG-I | 4730118504 |  | 10-32-01-00 | 1 | EA | FLANGE, PIPE, WELD NECK/REDU, 24", CS A105, 150 LB, RAISED, | IR14-0124 |  |  | ANY MFG | BY DESCRP
SJG-I | 3990000659 |  | 10-32-01-00 | 1 | EA | HANDHOLE, ITEM 7, 12"OD, UCC, 1715-64, WU:BOTTOM ASH CONVEYI | IR04-0121 |  |  | UNITED CONVEYOR CORP | 1715-64
SJG-I | 6685368968 |  | 10-32-01-00 | 1 | EA | INDICATOR, LEVEL, UCC 3401-69-013, WU: FLYASH & BTM ASH U-3 | IR04-0022 |  |  | UNITED CONVEYOR CORP | 3401-69-013
SJG-I | 4730135185 |  | 10-32-01-00 | 1 | EA | JOINT, EXPANSION, PACKING TYPE, 8", 400 DEG F, UCC, 17365 | IR04-0047 |  |  | UNITED CONVEYOR CORP | 17365
SJG-I | 3990000287 |  | 10-32-01-00 | 1 | EA | LINER, BOTTOM, UCC, 20260 | IR14-0074 |  |  | HELMICK CORPORATION | H-8391
SJG-I | 4710101975 |  | 10-32-01-00 | 1 | EA | PIPE, 8", 5'11-3/4"L, DURITE, HIGH CHROME, UCC, 174108-720, | IR04-0128 |  |  | UNITED CONVEYOR CORP | 174108-720
SJG-I | 4710101942 |  | 10-32-01-00 | 2 | EA | PIPE, 8", 9-3/4"L, DURITE, HELMICK CORP, HCT-7021, WU:BOTTOM | IR04-0127 |  |  | UNITED CONVEYOR CORP | 174108
SJG-I | 3040057980 |  | 10-32-01-00 | 1 | EA | SHAFT, DRIVE, PNM MACH SHOP, SJS-614, 316 SS, LAWRENCE PUMPS, 1, 2-1/2"DD, DRW B-34492, WU:LAWRENCE ABSORBER SOLUTION SUMP PUMPS, S/N70481-1&2, CHEM PLNT, U-3&4 | IR04-0066 | PNM MACHINE SHOP | SJS-614 | LAWRENCE PUMPS, INC. | 1
SJG-I | 9510002109 |  | 10-32-01-00 | 10 | FT | STOCK, BAR, RND, 5'L, 3-1/2"DIA, ALLOY 20, 32.71 LB/FT, ANY MFG, BY DESCRP | IR04-0062 |  |  | ANY MFG | BY DESCRP
SJG-I | 4730131176 |  | 10-32-01-00 | 2 | EA | TEE, 8", UCC, 170268 | IR14-0129 |  |  | UNITED CONVEYOR CORP | 170268
SJG-I | 4730123397 |  | 10-32-01-00 | 1 | EA | TEE, PIPE, 12", UCC, 170166, WU:ASH HANDLE SYS PIPE | IR04-0044 |  |  | UNITED CONVEYOR CORP | 170166
SJG-I | 4730104850 |  | 10-32-02-00 | 1 | EA | ADAPTER, DIFFUSER/DISCH UCC 38513 | IR07-0031 |  |  | UNITED CONVEYOR CORP | 38513
SJG-I | 4730109180 |  | 10-32-02-00 | 2 | EA | BAR, FILLER, 10"W, 12"L, UCC, 170285-120, WU: UCC ASH HANDLING SYSTEM FLY ASH CONVEYER LINES, UNITS 1 & 2 | IR05-0095 |  | HELMICK CORPORATION | UNITED CONVEYOR CORP | 170285-120
SJG-I | 6115001171 |  | 10-32-02-00 | 1 | EA | BAR, FILLER, 12"W, 12"L, UCC, 170284-120 | IR05-0268 |  |  | UNITED CONVEYOR CORP | 170284-120
SJG-I | 3915001048 |  | 10-32-02-00 | 3 | EA | BLADE, SCRAPER, UCC, 13598 | IR07-0402 |  |  | UNITED CONVEYOR CORP | 13598
SJG-I | 3910000342 |  | 10-32-02-00 | 3 | EA | BLADE, SCRAPER, UCC, 13673 | 3910000342 |  |  | UNITED CONVEYOR CORP | 13673
SJG-I | 4730131143 |  | 10-32-02-00 | 1 | EA | ELBOW, PIPE INLET 45 DEG UCC 8B3-6 | IR07-0028 |  |  | UNITED CONVEYOR CORP | 8B3-6
SJG-I | 4710101983 |  | 10-32-02-00 | 2 | EA | PIPE, 8" 6-3/4"L DURITE UCC 174108-70 | IR07-0027 |  |  | UNITED CONVEYOR CORP | 174108-70
SJG-I | 4710098379 |  | 10-32-02-00 | 1 | EA | PIPE, 8", 11-3/4"L, DURITE, UCC, 174108-120 | IR07-0417 |  |  | UNITED CONVEYOR CORP | 174108-120
SJG-I | 4530000936 |  | 10-32-02-00 | 3 | EA | PLATE ASSEMBLY, FRONT/REAR | IR96-0002 |  |  | FOSTER WHEELER ENERG | 8520
SJG-I | 3915001030 |  | 10-32-02-00 | 2 | EA | PLATE, ADAPTER COVER, UCC, 15499 | IR07-0432 |  |  | UNITED CONVEYOR CORP | 15499
SJG-I | 3020055814 |  | 10-32-02-00 | 1 | EA | SEGMENT, CAM HIGH CHROME (4 EA PER SET) | IR07-0006 |  |  | UNITED CONVEYOR CORP | 210159-21
SJG-I | 3910000334 |  | 10-32-02-00 | 1 | EA | STRAINER, BASKET 6" 304SS 125LB TATE ANDALE INC 0601001140 | IR07-0030 |  |  | TATE ANDALE INC | 0601001140
SJG-I | 5120127989 |  | 10-34-01-00 | 2 | EA | JACK, SCREW, ASSY, LIMITORQUE VALVE CONTROLS, 20-MSJ-1R | IR95-0363 |  |  | LIMITORQUE CORPORATI | 20-MSJ-1R
SJG-I | 4710100506 |  | 10-34-01-00 | 80 | FT | PIPE, 1/2', SCH 160, ANY MFG, BY DESCRP | IR96-0150 |  |  | ANY MFG | BY DESCRP
SJG-I | 6625002628 |  | 10-34-01-00 | 1 | EA | PROBE, CAPACITANCE, 10'L, 3/4"NPT GLND SZ, MAGNETROL INTERNA | IR95-0364 |  |  | MAGNETROL INTERNATIO | BY DESCRP
SJG-I | 3040057832 |  | 10-34-01-00 | 1 | EA | SHAFT, DRIVE, 316 SS, LAWRENCE PUMPS, 1, DWG B-34428, PARTS LIST A-34370, WU: LAWRENCE 1-1/4A VERT PUMP, S/N 70202, PURGE DRYING SUMP PUMP, 03-1147J | IR98-0295 |  | PNM MACHINE SHOP | LAWRENCE PUMPS, INC. | 1
SJG-I | 3040057972 |  | 10-34-01-00 | 1 | EA | SHAFT, DRIVE, 316 SS, LAWRENCE PUMPS, 1, WU: LAWRENCE, 2"D, SUMP PUMP, DRW B-34422, S/N 70201-1,2, ABSORBER SOLUTION SUMP, 02-113J&K, CHEM PLANT, U-3&4 | IR98-0296 |  | PNM MACHINE SHOP | LAWRENCE PUMPS, INC. | 1
SJG-I | 3040057337 |  | 10-34-01-00 | 3 | EA | SHAFT, DRIVE, 316SS, WU: LAWRENCE 2-1/2"DD VERT SUBMERGED ABSORBER SOLUTION PUMP, 70481-1-2, SO2 | IR97-0447 |  | PNM MACHINE SHOP | LAWRENCE PUMPS, INC. | 1
SJG-I | 3040055596 |  | 10-34-01-00 | 1 | EA | SHAFT, DRIVE, HEAD, 416 SS, JOHNSTON PUMP 5370-416 | IR98-0290 |  |  | JOHNSTON PUMP Co | 5370-416
SJG-I | 3040056578 |  | 10-34-01-00 | 2 | EA | SHAFT, PMP, 1-5/8", 316 SS, GOULDS PMPS, 4104208102216 | IR97-0446 |  |  | GOULDS PUMPS INC | 4104208102216
SJG-I | 4320082292 |  | 10-34-01-00 | 1 | EA | SHAFT, PUMP, 316 SS, DRIVE | IR99-0246 |  |  | ALLIS CHALMERS CORP | 52-223-839-002
SJG-I | 9520000457 |  | 10-34-01-00 | 19 | EA | STOCK, ANGLE, 2" X 2", 20'L, 1/4"THK, FBRGL, MUNTER CORP, BY | IR99-0397 |  |  | CREATIVE PULTRUSIONS | BY DESCRP
SJG-I | 5330219857 |  | 10-46-01-01 | 2 | EA | SEAL, BNET, 316SS, MOSSER DAMPER DIVISION OF, Z-452-1, ITEM | 5330219857 |  |  | ECOLAIRE PROCESS MGM | Z-452-1
SJG-I | 5330219832 |  | 10-46-01-02 | 1 | EA | SEAL, DMPR, 316SS, MOSSER DAMPER DIVISION OF, Z-452-1, ITEM | 5330219832 |  |  | ECOLAIRE PROCESS MGM | Z-452-1
SJG-I | 5330219840 |  | 10-46-01-02 | 1 | EA | SEAL, DMPR, 316SS, MOSSER DAMPER DIVISION OF, Z-452-1, ITEM | 5330219840 |  |  | BABCOCK & WILCOX | ECOLAIRE/Z-452-1
SJG-I | 0100004927 |  | 10-99-99-99 | 4 | EA | BODY, LH TANGENTIAL HYDROEJECTOR INLET, 13-1/2"X13-1/2" | 0100004927 |  |  | ALLEN-SHERMAN-HOFF | 14019-4
SJG-I | 0100004926 |  | 10-99-99-99 | 3 | EA | BODY, RH TANGENTIAL HYDROEJECTOR INLET, 13-1/2"X12-1/2" | 0100004926 |  |  | ALLEN-SHERMAN-HOFF | 14019-5
SJG-I | 0100004717 |  | 10-99-99-99 | 4 | EA | CHAIN, SAFETY, ROLLER, UNIT 4 ONLY CLINKER GRINDER | 0100004717 |  |  | DIAMOND POWER | SP228206
SJG-I | 4730127166 |  | 10-99-99-99 | 8 | EA | CLAMP, PIPE, LOC TYPE, 12", UCC, 1701-2256, WU: UCC ASH HANDLING SYSTEM | 4730127166 |  |  | HELMICK CORPORATION | 1701-2256
SJG-I | 4410000170 |  | 10-99-99-99 | 2 | EA | ELEMENT, U-BEND, FOSTER WHEELER, MK-5 | 4410000170 |  |  | FOSTER WHEELER | MK-5
SJG-I | 0100005479 |  | 10-99-99-99 | 1 | EA | HOPPER, ADAPTER W/DOOR, 33" CRSR, GI, UNITED CONVEYOR 212114 | 0100005479 |  |  | UNITED CONVEYOR CORP | 2121-14
SJG-I | 0100004047 |  | 10-99-99-99 | 2 | EA | INJECTOR, DISCHARGE INCREASER, TAG #301, D-P 14024 | 0100004047 |  |  | DIAMOND POWER INTERN | 14024
SJG-I | 4320083944 |  | 10-99-99-99 | 1 | AS | JET PULSION ASSEMBLY, UCC, 1602-8120-081 | IR97-0493 |  |  | UNITED CONVEYOR CORP | 1602-8120-081
SJG-I | 4320083951 |  | 10-99-99-99 | 2 | AS | NOZZLE, ASSY/JET, UCC, 1602-8519-081 | 4320083951 |  |  | UNITED CONVEYOR CORP | BY DESCRP
SJG-I | 0100004045 |  | 10-99-99-99 | 1 | EA | NOZZLE, INLET, TAG #301, DIAMOND POWER ITRN'L, 14021-2, WU:U4 BOTTOM ASH 8" HYDROEJECTOR | 0100004045 |  |  | DIAMOND POWER INTERN | 14021-2
SJG-I | 0100000088 |  | 10-99-99-99 | 2 | EA | PIPE, LINED, 12"ID X 19'-6"LONG BASALT SPOOL PIECE | 0100000088 |  |  | TAVCO SALES & SERVIC | BY DESCRP
SJG-I | 0100004050 |  | 10-99-99-99 | 1 | EA | PIPE, LINED, 8"IDX42"L, 1"THK 90% ALUMINA CERAMIC TILE, FIXE | 0100004050 |  |  | TAVCO | B10-05-061
SJG-I | 3660001029 |  | 10-99-99-99 | 6 | EA | PLATE, ANVIL, UCC, 21997 | 3660001029 |  |  | UNITED CONVEYOR CORP | BY DESCRP
SJG-I | 4320077409 |  | 10-99-99-99 | 2 | AS | PUMP, JET, ASSEMBLY, 8" JETPULSION W/NOZZLE SIZE 2-1/8, UCC, | 4320077409 |  |  | HELMICK CORPORATION | BY DESCRP
SJG-I | 0100004721 |  | 10-99-99-99 | 2 | EA | SPROCKET, DRIVE, DIAMOND POWER, SP228205, WU:U4 ONLY CLINKER GRINDER FOR DOUBLE ROLL A-1940-3-C-LH | 0100004721 |  |  | DIAMOND POWER | SP228205
SJG-I | 0100004046 |  | 10-99-99-99 | 3 | EA | TAILPIECE, D-P INTERNATL, 14022-11, WU:U4 BOTTOM ASH 8" HYDR | 0100004046 |  |  | DIAMOND POWR INTERNA | 14022-11
SJG-I | 4730130798 |  | 10-99-99-99 | 1 | EA | TEE, DRN, 12"X 12"X 4", NUVALOY, UCC, 12A1-1 | 4730130798 |  |  | HELMICK CORPORATION | H-9559
SJG-I | 4720001553 |  | 10-99-99-99 | 2 | EA | TUBE, COMBINING, 5" THROAT, 8" OD, UCC, 16154-50, WU:UCC PYRITE SYSTEM, U-3&4 | 4720001553 |  |  | GEORGIA IRON WORKS | BY DESCRP
SJG-I | 0100004697 |  | 12-00-01-00 | 2 | EA | GATE, SLIDE, SLUICE, 24", SQ, 316 SS | 0100004697 |  |  | UNITED CONVEYOR COMP | 2001-232-2-12-36-000
SJG-I | 1950002954 |  | 12-00-01-00 | 1 | EA | GOVERNOR, GENERAL ELECTRIC 173B7076P0002 (4810129603) | IR96-1833 |  |  | GENERAL ELECTRIC COM | 173B7076P0002
SJG-I | 1950003267 |  | 12-00-01-00 | 1 | EA | PAD, TILTING BRG, GENERAL ELECTRIC COMPANY, 142C5175G0002 | IR90-0438 |  |  | GENERAL ELECTRIC CO. | 142C5175G0002
SJG-I | 1950001774 |  | 12-00-01-00 | 1 | ST | PAD, TILTING BRG, GENERAL ELECTRIC COMPANY, 186C8533G0001 | 1950001774 |  |  | GENERAL ELECTRIC CO. | 186C8533G0001
SJG-I | 1950003275 |  | 12-00-01-00 | 1 | EA | PAD, TILTING BRG, GENERAL ELELCTRIC., 125C6828G0002 | IR90-0440 |  |  | GENERAL ELECTRIC CO. | 125C6828G0002
SJG-I | 1950001857 |  | 12-00-01-00 | 1 | ST | PAD, TILTING BRG/SET, GENERAL ELECTRIC COMPANY, 125C6828G000 | 1950001857 |  |  | GENERAL ELECTRIC CO. | 125C6828G0001
SJG-I | 1950000016 |  | 12-00-01-00 | 1 | EA | PLATE, THRUST, GENERAL ELECTRIC COMPANY, 125D5541G0001 | IR96-1744 |  |  | GENERAL ELECTRIC CO. | 125D5541G0001
SJG-I | 1950002640 |  | 12-00-01-00 | 2 | EA | RING, RETAINING, LOCK, GENERAL ELECTRIC, U546R875PCAN1 | IR96-1811 |  |  | GENERAL ELECTRIC CO. | U546R875PCAN1
SJG-I | 5330227488 |  | 12-00-01-00 | 1 | EA | RING, SEALING, AIR/LOW, FOSTER WHEELER, 1890, WU: PULVERIZERS, U-1&2 | 5330227488 |  |  | FOSTER WHEELER ENERG | 1890
SJG-I | 1950000628 |  | 12-00-01-00 | 1 | AS | SEAL, KIT, ASSY/HEAD, GENERAL ELECTRIC, 6927/6928/6918 | IR96-1757 |  |  | GENERAL ELECTRIC CO. | 6927/6928/6918
SJG-I | 1950000578 |  | 12-00-01-00 | 1 | EA | STEM, VALVE, CNTRL, GENERAL ELECTRIC COMPANY, 155B5976P0001 | IR99-0384 |  |  | GENERAL ELECTRIC CO. | 155B5976P0001
SJG-I | 0100005792 |  | 12-00-01-00 | 2 | AS | WINDBOX, SOFA, ASSEMBLY, NON-ASB, BABCOCK & WILCOX, 806421-121001, WU:U1 11S SOFA REPLACEMENT | 0100005792 |  |  | BABCOCK & WILCOX | 806421-121001
SJG-I | 3110073131 |  | 12-00-02-00 | 3 | EA | BEARING, 28.3750"ID X 44.8750"OD X 7.8750"W, 660 BRZ GA, FOSTER WHEELER, 2RT14003, WU:I.H.I. MAIN PULV GERBX,THRST BRG, I-R S/N30315915-5, U1&2 | IR00-0421 |  |  | FOSTER WHEELER ENERG | 2RT14003
SJG-I | 1950001808 |  | 12-00-02-00 | 1 | EA | BEARING, DRV END, GENERAL ELECTRIC CO., 34C540200-701 | 1950001808 |  |  | GENERAL ELECTRIC COM | 34C540200-701
SJG-I | 1950001790 |  | 12-00-02-00 | 1 | EA | BEARING, OPPOSITE END, GENERAL ELECTRIC CO., 34C540199-701 | 1950001790 |  |  | GENERAL ELECTRIC COM | 34C540199-701
SJG-I | 1950000842 |  | 12-00-02-00 | 1 | EA | BEARING, SLEEVE, SPLIT, GENERAL ELECTRIC CO., 594C447AB-G3 | 1950000842 |  |  | GENERAL ELECTRIC COM | DE594C447AB-701
SJG-I | 1950000784 |  | 12-00-02-00 | 1 | EA | BEARING, SLEEVE, SPLIT, GENERAL ELECTRIC CO., 594C447BC-G1 | 1950000784 |  |  | GENERAL ELECTRIC COM | DE3594C447BC-701
SJG-I | 1950002590 |  | 12-00-02-00 | 1 | EA | BEARING, SPLIT, NON-INSULATED, GENERAL ELECTRIC, 34C540108701 | IR96-1810 |  |  | GENERAL ELECTRIC COM | 34C540108-701
SJG-I | 1950000149 |  | 12-00-02-00 | 1 | EA | CROSSHEAD, ELECTRICAL, ASSY, GENERAL ELECTRIC, 162C2517G0001, WU: GE TURBINE 170X650, CONTROL VALVE , SEQ 720G, VALVE 1-4, UNIT 1 | 1950000149 |  |  | GENERAL ELECTRIC CO. | 162C2517G0001
SJG-I | 0100001743 |  | 12-00-02-00 | 3 | EA | SHEILD, COAL, 1/2" STEEL W/1/4" VACUUM BONDED CERAMIC, ANGLE | 0100001743 |  |  | PROCESS ENGINEERING | 21566
SJG-I | 0100005783 |  | 12-00-02-00 | 2 | EA | VALVE, BURNERLINE, 20", NON-ASB, STOCK EQUIPMENT CO., AD27055-93, WU:U1 | 0100005783 |  |  | STOCK EQUIPMENT CO | AD27055-93
SJG-I | 0100004801 |  | 12-00-03-00 | 1 | EA | COOLER, OIL, LUBE, GE, 161C4893, WU:U1 TURBINE LUBE OIL | 0100004801 |  |  | GENERAL ELECTRIC | 161C4893
SJG-I | 0100005786 |  | 12-00-03-00 | 1 | EA | JOINT, EXPANSION, 24'-11-3/8" X 12'-6-3/8" X 24" F/F BELT, U | 0100005786 |  |  | INTEREP INC. | BY DESCRP
SJG-I | 0100005787 |  | 12-00-03-00 | 1 | EA | JOINT, EXPANSION, 24'-9-3/8"X12'-6-3/8"X24" F/F BELT, UNPUNC | 0100005787 |  |  | INTEREP INC. | BY DESCRP
SJG-I | 0100007041 |  | 12-00-03-00 | 2 | EA | JOINT, EXPANSION, METAL, 60" NOM DIA X 33-5/8", CROSSOVER BELLOWS CARTRIDGE, 2 PLY, .062 B443-625 GR, 1 "U" CON BELLOWS & 3/4" WALL X 61 3/4" OD, A516-70 PIPE, INTEREP INC, BY DESCRP, WU:U-1 TURBINE CROSSOVER | 0100007041 |  |  | INTEREP INC | BY DESCRP
SJG-I | 3020051136 |  | 12-00-03-00 | 1 | EA | PULLEY, CONVEYOR, 30"OD, 44"W, STL, RUBR, CONTINENTAL C | 3020051136 |  |  | CONTINENTAL CONVEYOR | BY DESCRP
SJG-I | 3020052225 |  | 12-00-03-00 | 1 | EA | PULLEY, CONVEYOR, 36"OD, 44"W, STL, RUBR, CONTINENTAL C | 3020052225 |  |  | CONTINENTAL CONVEYOR | BY DESCRP
SJG-I | 3020051094 |  | 12-00-03-00 | 1 | EA | PULLEY, CONVEYOR, 42"OD, 44"W, STL, RUBR, CONTINENTAL C | 3020051094 |  |  | CONTINENTAL CONVEYOR | BY DESCRP
SJG-I | 3660000880 |  | 12-00-03-00 | 2 | EA | RING, SEALING, UP, FOSTER WHEELER ENERGY COR, 1895 | 3660000880 |  |  | FOSTER WHEELER ENERG | 1895
SJG-I | 0100006676 |  | 12-00-03-00 | 4 | EA | TIP, BURNER, NOZZLE, CASTING 23-1/2" ID X 24"-8-15/16" LONG, BABCOCK & WILCOX, 6363163, WU: UNIT 1 BURNER | 0100006676 |  |  | BABCOCK & WILCOX | 6363163
SJG-I | 9330000135 |  | 12-01-01-00 | 2 | AS | HEADER, PLAST/FBRGL, ABCO PLASTICS, FB-6692 | IR99-0396 |  |  | ABCO PLASTICS | FB-6692
SJG-I | 4710099997 |  | 12-01-01-00 | 60 | FT | TUBE, BOILER, 1-3/4"X.220", SA213T2, FINNED W/ 3/8" X 1-5/16' FINS ALLOY STL, FOSTER WHLR, BY DESC | IR96-1604 |  |  | FOSTER WHEELER ENERG | BY DESCRP
SJG-I | 4710099872 |  | 12-01-01-00 | 24 | FT | TUBE, BOILER, 2" X .165", ALLY STL, SA213T11, FOSTER WHLR, BY DESC | IR96-1602 |  |  | FOSTER WHEELER ENERG | BY DESCRP
SJG-I | 4730123975 |  | 12-03-01-00 | 5 | EA | NOZZLE, ASSY, 5/8", 14'7-3/8"L, COPES-VULCAN, CV309132-3034 | 4730123975 |  |  | CLYDE BERGEMANN, INC | BP309132-3034
SJG-I | 0100004618 |  | 12-03-01-03 | 2 | EA | TUBE, LANCE, CMPLT ASSY, 2 PC, 3.5"OD, 27' 4" L, CROLOY, 8" CAST NOZZLE, (2) JETS 1", 85X95 DEG, DIAMOND POWER, 30C360-44AR,WU:U1&2 IK7-IK12, (NZ | 0100004618 |  |  | DIAMOND POWER | 30C360-44AR
SJG-I | 4710100761 |  | 12-03-01-07 | 3 | AS | TUBE, FEED, ASSY, 29'2-7/8"L, COPES-VULCAN, CV322664-8008 | 4710100761 |  |  | BERGEMANN USA, INC. | CV322664-8008
SJG-I | 0100004618 |  | 12-03-01-08 | 4 | EA | TUBE, LANCE, CMPLT ASSY, 2 PC, 3.5"OD, 27' 4" L, CROLOY, 8" CAST NOZZLE, (2) JETS 1", 85X95 DEG, DIAMOND POWER, 30C360-44AR,WU:U1&2 IK7-IK12, (NZ | 0100004618 |  |  | DIAMOND POWER | 30C360-44AR
SJG-I | 0100004621 |  | 12-04-01-05 | 4 | EA | TUBE, LANCE, CMPLT ASSY, 2 PC,3.5"OD, 27'-4" L,CROLOY, 8" CAST NOZZLE, (2) JETS 7/8", 85X95 DEG,DIAMOND POWER,30C360-44AM, WU:U1&2 IK 13-22 (NOZL | 0100004621 |  |  | DIAMOND POWER | 30C360-44AM
SJG-I | 4730134204 |  | 12-05-05-05 | 44 | FT | PIPE, 1/2" NPS, RANDOM LENGTH, SA106B SEAMLESS, SCH XXH | IR15-0139 |  |  | ANY MFG | BY DESCRP
SJG-I | 4730134329 |  | 12-05-08-03 | 43 | FT | PIPE, 1/2" NPS, SA335P11 SEAMLESS, SCH XXG, IR | IR15-0140 |  |  | ANY MFG | BY DESCRP
SJG-I | 4710100530 |  | 12-05-09-02 | 93 | FT | PIPE, 1-1/2", RANDOM L, 1-1/4 CHROME, 160 SCH, P11 GR, | 4710100530 |  |  | ANY MFG | BY DESCRP
SJG-I | 4710100399 |  | 12-06-01-04 | 30 | FT | PIPE, 2", RANDOM L, 2-1/4 CHROME, 80 SCH, P22 GR | 4710100399 |  |  | ANY MFG | BY DESCRP
SJG-I | 7920000671 |  | 12-06-01-06 | 1 | EA | BRUSH, NYL, TENNANT COMPANY, 53068 | IR05-0114 |  |  | TENNANT COMPANY | 53068
SJG-I | 0100004654 |  | 12-06-03-04 | 175 | FT | TUBE, BOILER, 1-3/4" OD, 0.165" MW, SA213T11, HOT FINISHED | 0100004654 |  |  | ANY MFG | BY DESCRP
SJG-I | 4710099252 |  | 12-06-11-05 | 48 | FT | TUBE, BOILER, 2"DIA, 0.300"WT, ALLOY STL SA213, T22CF GR, RA | 4710099252 |  |  | ANY MFG | BY DESCRP
SJG-I | 0100000526 |  | 12-06-13-04 | 267 | FT | TUBE, BOILER, 2"OD X 0.165MW, SA 213-HF, T-23, 2-1/4" CHROME | 0100000526 |  |  | BABCOCK & WILCOX | 1047472
SJG-I | 6685366988 |  | 12-06-14-00 | 1 | EA | TUBE, ASSY, TEMPERATURE PROBE, 27' 8" TRAVEL, DIAMOND POWER, 330533-4033, WU:D-P TEMPERATURE PROBE ASSY, U-1&2 | IR00-0526 |  |  | DIAMOND POWER SPECIA | 330533-4033
SJG-I | 0100006829 |  | 12-06-15-03 | 104 | FT | TUBE, BOILER, 1.75OD X .165 MW, SA-213T22, HOT FINISHED WITH COLD FINISH TOLERANCES, 20' RANDOM LENGTH, ANY MFG, BY DESCRP, WU: UNIT 1 BOILER | 0100006829 |  | BOILER TUBE OF AMERI | ANY MFG | BY DESCRP
SJG-I | 0100001954 |  | 12-06-16-02 | 166 | FT | TUBE, BOILER, 2-1/4" OD X 0.196 MW, SA210-A1, 20'L, HOT FINISHED WITH COLD FINISH TOLERANCES, ANY MFG, BY DESCRP | 0100001954 |  |  | ANY MFG | BY DESCRP
SJG-I | 4730135318 |  | 12-06-20-03 | 2 | EA | TUBE, LANCE/REAR SECT,13' 9-3/4"L, DIAMOND POWER, B51382-C166, WU:D-P TUBEASSY, 27'4 " TRAVEL,U-1&2, USED W/343480-7040,W/MILL CERTS | 4730135318 | CLYDE BERGEMANN, INC | B51382-C166 | DIAMOND POWER | B51382-C166
SJG-I | 4730119098 |  | 12-07-05-01 | 1 | EA | NOZZLE, ASSY, COPES-VULCAN, CV301380-7031 | 4730119098 |  |  | CLYDE BERGEMANN, INC | BP301380-5035
SJG-I | 4320090725 |  | 12-07-05-02 | 1 | EA | SHAFT, DRIVE, PUMP, 1-11/16"OD, 12 FT/10-9/16"L, BW/IP INTER | 4320090725 |  |  | FLOWSERVE RED CORPOR | 171203MR
SJG-I | 0100004409 |  | 12-11-01-00 | 160 | FT | TUBE, BOILER, 4.00" OD, 0.308 WT, SA-210A1, WU: UNITS 1 & 2 ONLY | 0100004409 |  |  | ANY MFG | BY DESCRP
SJG-I | 0100000078 |  | 12-12-01-00 | 1764 | FT | TUBE, BOILER, 1-3/4"DIA X 0.230WT, SA213T22 | 0100000078 |  |  | ANY MFG | BY DESCRP
SJG-I | 0100004683 |  | 12-14-00-00 | 2 | EA | COOLER, BUNDLE, TUBE, AFTERCOOLER, 304L SS, 30 TUBES/BUNDLE, BRIMHALL INDUSTRIAL, F.02.999.9.17.304, WU:U1&2 CHICAGO PNEUMATIIC SOOT BLOWING | 0100004683 |  |  | BRIMHALL INDUSTRIAL | F.02.999.9.17.304
SJG-I | 0100007093 |  | 12-14-00-00 | 4 | EA | SCANNER ASSEMBLY, MAIN FLAME, 106.52" PROBE, BABCOCK & WILCOX, 6430143, WU: UNIT 1 BURNER FRONT | 0100007093 |  |  | BABCOCK & WILCOX | 6430143
SJG-I | 1950003143 |  | 13-01-01-02 | 2 | KT | SCREEN, KIT, GE 115D2434G0003 | 1950003143 |  |  | GENERAL ELECTRIC CO. | 115D2434G0003
SJG-I | 1950002343 |  | 13-01-02-00 | 1 | EA | EXPANSION JOINT, 30" NON-EQUALIZING, ZELLEA BROS, DRW 33425-58, FILE 31 | IR90-0572 |  |  | ZELLEA BROS. | DRW #33425-58
SJG-I | 5365212744 |  | 13-01-02-01 | 3 | EA | BUSHING, VALVE, GENERAL ELECTRIC, 222A2928P0101 | IR98-0847 |  |  | GENERAL ELECTRIC | 222A2928P0101
SJG-I | 4530000183 |  | 13-01-02-01 | 2 | EA | TUBE, BOILER, INTERNAL, SYMBOL, BABCOCK & WILCOX, BY DESCP, WU:B-W RDNT BLR PART, DRW | 4530000183 |  |  | BABCOCK & WILCOX | BY DESCRP
SJG-I | 4140001233 |  | 13-01-02-02 | 1 | AS | ROTOR ASSEMBLY, MAIN, GARDNER DENVER 200CEN010B | IR94-0425 |  |  | GARDNER DENVER | 200CEN010B
SJG-I | 0100002715 |  | 13-01-03-00 | 1 | EA | MOTOR, RETROFIT KIT, (10 HP, 230/460V), UNITED CONVEYOR, 2113-402-5, WU: BA CRUSHER DRIVE KIT FOR 33'30 CRUSHER, | 0100002715 |  |  | UCC | 2113-402-5
SJG-I | 1950002202 |  | 13-01-03-01 | 3 | EA | RING, PACKING, GENERAL ELEC U781S285L1068 (5365214682) | IR96-1807 |  |  | GENERAL ELECTRIC | U781S285L1068
SJG-I | 1950002194 |  | 13-01-03-01 | 3 | EA | RING, PACKING, GENERAL ELECTRIC U781D285L0780 | IR96-1806 |  |  | GENERAL ELECTRIC | U781D285L0780
SJG-I | 1950002830 |  | 13-01-03-01 | 2 | EA | RING, PACKING, GENERAL ELECTRIC U781S255L2403 | IR96-1858 |  |  | GENERAL ELECTRIC | U781S255L2403
SJG-I | 5365214641 |  | 13-01-03-01 | 3 | EA | RING, PACKING, GENERAL ELECTRIC U78AS255L1634 | IR96-1824 |  |  | GENERAL ELECTRIC | U78AS255L1634
SJG-I | 4610000152 |  | 13-01-03-04 | 300 | EA | TUBE, FLTR, POLYESTER, AIRMAZE, M15R30A, WU:CARTRIDGE FILTE | IR02-0005 |  |  | FLUID TECH / FILTERI | M15R30A / U20AW30U
SJG-I | 0100002715 |  | 13-01-04-00 | 1 | EA | MOTOR, RETROFIT KIT, (10 HP, 230/460V), UNITED CONVEYOR, 2113-402-5, WU: BA CRUSHER DRIVE KIT FOR 33'30 CRUSHER, | 0100002715 |  |  | UCC | 2113-402-5
SJG-I | 1950002673 |  | 13-01-04-01 | 2 | EA | DEFLECTOR, OIL, GENERAL ELECTRIC 125D181BC-1-18-D1 | IR90-0246 |  |  | GENERAL ELECTRIC COR | 125D181BC-1-18-D1
SJG-I | 1950003069 |  | 13-01-04-01 | 6 | EA | RING, PACKING, CONSIST 4EA-90 DEG SEGMENTS, (5330073401) | IR96-1841 |  |  | GENERAL ELECTRIC COR | B900B40H23A085 5 D12
SJG-I | 1950003200 |  | 13-01-04-01 | 4 | EA | RING, PACKING, GE 134B410BD-16-25-D12 (4-90 DEG SEGMENTS) | 1950003200 |  |  | GENERAL ELECTRIC | 134B410BD-16-25-D12
SJG-I | 1950003077 |  | 13-01-04-01 | 2 | EA | RING, PACKING, GENERAL ELECTRIC B900B32C08A54D1 | IR90-0228 |  |  | GENERAL ELECTRIC | B900B32C08A005-4-D12
SJG-I | 1950003085 |  | 13-01-04-01 | 3 | EA | RING, PACKING, GENERAL ELECTRIC B900D48G09B0633 | IR90-0218 |  |  | GENERAL ELECTRIC | B900D48G09B0633
SJG-I | 4810137747 |  | 13-01-04-02 | 1 | KT | LINER, KIT,VLV, 30"VLV | IR01-0354 |  |  | AMRI, INC. | KA7-033-150
SJG-I | 5365214609 |  | 13-01-04-03 | 42 | EA | RING, SEGMENT | IR99-0459 |  |  | GENERAL ELECTRIC | U699P068B0850
SJG-I | 4820123257 |  | 13-01-04-03 | 1 | EA | VALVE, GLOBE, FLEX WDG, 2", CAST CS, FLGD, 65/285LB, 850/100 | IR05-0279 |  |  | CRANE COMPANY | 47XUF
SJG-I | 4820122044 |  | 13-01-04-03 | 1 | EA | VALVE, PLUG, 3", CAST CS, FLGD, 150LB, SERCK AUDCO VAL | IR05-0276 |  |  | MCJUNKIN CORPORATION | BY DESCRP
SJG-I | 0100002715 |  | 13-01-05-00 | 1 | EA | MOTOR, RETROFIT KIT, (10 HP, 230/460V), UNITED CONVEYOR, 2113-402-5, WU: BA CRUSHER DRIVE KIT FOR 33'30 CRUSHER, | 0100002715 |  |  | UCC | 2113-402-5
SJG-I | 1950002194 |  | 13-01-05-01 | 6 | EA | RING, PACKING, GENERAL ELECTRIC U781D285L0780 | IR96-1806 |  |  | GENERAL ELECTRIC | U781D285L0780
SJG-I | 5335182910 |  | 13-01-05-02 | 2 | KT | FILTER, SCREEN, KIT/STRNR, GENERAL ELECTRIC COMPANY, 0993D81 | IR90-0214 |  |  | GENERAL ELECTRIC CO. | 0993D812G0002
SJG-I | 3020056424 |  | 13-01-05-02 | 1 | EA | REDUCER, GEAR, 70:1, LIMITORQUE VALVE CONTROLS, H3BC | IR09-0066 |  |  | LIMITORQUE CORPORATI | H3BC
SJG-I | 3660000807 |  | 13-01-05-03 | 1 | EA | REDUCER, GEAR, 1800RPM, 2.36 HP, 1, 30:1, WINSMITH, 6 CV, | IR12-0003 |  |  | WINSMITH | 6CV
SJG-I | 4540000157 |  | 13-01-06-00 | 4 | EA | HEATER, 6', 480V 3HP 36KW, CHROMALOX TMI1236E3 | IR99-0333 |  |  | CHROMALOX | TMI1236E3
SJG-I | 5305154576 |  | 13-01-06-00 | 1 | EA | HEATER, ELECTRIC, BOLT, 230 V, 1500 W, 0.565"DIA X 21"L, GE | IR99-0350 |  |  | GENERAL ELECTRIC CO. | 142A9214P0012
SJG-I | 5305154527 |  | 13-01-06-01 | 1 | EA | HEATER, BOLT, ELECTRIC, 230V, 5350W, .781"X48" | IR99-0326 |  |  | GENERAL ELECTRIC | 142A9213P0030
SJG-I | 6110297774 |  | 13-01-06-01 | 3 | EA | HEATER, ELEC, BOLT, 230V, 2800W, .565"X36", GE, 142A9214P0021 | IR96-1738 |  |  | GENERAL ELECTRIC COM | 142A9214P0021
SJG-I | 5305154550 |  | 13-01-06-01 | 1 | EL | HEATER, ELECTRIC, BOLT, 115 V, 790 W, 0.565"DIA X 13"L, GE | IR99-0328 |  |  | GENERAL ELECTRIC CO. | 142A9214P0004
SJG-I | 5305154568 |  | 13-01-06-01 | 2 | EA | HEATER, ELECTRIC, BOLT, 230 V, 1140 W, 0.565"DIA X 17"L, GE | IR90-0505 |  |  | GENERAL ELECTRIC CO. | 142A9214P0008
SJG-I | 5305154519 |  | 13-01-06-01 | 4 | EA | HEATER, ELECTRIC, BOLT, 230 V, 4625 W, 0.781"DIA X 42"L, GE | IR99-0338 |  |  | GENERAL ELECTRIC CO. | 142A9213P0027
SJG-I | 5305154535 |  | 13-01-06-01 | 6 | EA | HEATER, ELECTRIC, BOLT, 230 V, 6075 W, 0.781"DIA X 54"L, GE | IR90-0584 |  |  | GENERAL ELECTRIC | 142A9213P0032
SJG-I | 4540000850 |  | 13-01-06-02 | 750 | EA | CABLE, HEAT TRACE, RAYCHEM CORPORATION, 20PTV1-M | IR96-0081 |  |  | RAYCHEM CORP | 20PTV1-M
SJG-I | 6145001688 |  | 13-01-06-02 | 1000 | FT | CABLE, INSULATED, PWR/CNTRL, #24 AWG, CU, 6 PRS, 300 V, 80 DEG C, CHROME, BELDEN CORP., BY DESCRP | IR04-0193 |  |  | BELDEN CORP | BY DESCRP
SJG-I | 4140001381 |  | 13-01-06-02 | 10 | EA | FAN, ELECTRICAL, 575, 110V, 1.1A, 1 PH, WU:PRECIP CNTRL MDUL | IR10-0374 |  |  | HAMON RESEARCH-COTTR | 59822-L1
SJG-I | 1950000743 |  | 13-01-06-02 | 3 | EA | OVERHAUL KIT, GE P/N 155B2455P0002 | IR96-1760 |  |  | GENERAL ELECTRIC | 155B2455P0002
SJG-I | 0100003317 |  | 13-01-06-03 | 1 | EA | VALVE, GATE, KNIFE, 12" NPS, 14" FACE TO FACE, 12" AIR CYL, FAB STL BODY, FLNGD, 150# CL, SS TRIM, NON-ASB, TOWNLEY, P-VG15-1243,WU:U1-4 BTTM ASH | 0100003317 |  |  | TOWNLEY | P-VG15-1243
SJG-I | 1950002947 |  | 13-01-07-00 | 2 | EA | GOVERNOR, GENERAL ELECTRIC 154B7041P0002 (4810129595) | IR96-1832 |  |  | GENERAL ELECTRIC CO. | 154B7041P0002
SJG-I | 5310161137 |  | 13-01-07-00 | 35 | EA | NUT, GENERAL ELECTRIC COMPANY, 234A5410P0004 | IR97-0598 |  |  | GENERAL ELECTRIC CO. | 234A5410P0004
SJG-I | 5310161129 |  | 13-01-07-00 | 31 | EA | NUT, GENERAL ELECTRIC, 234A3336P0001 | IR97-0597 |  |  | GENERAL ELECTRIC CO. | 234A3336P0001
SJG-I | 1950002780 |  | 13-01-07-01 | 1 | EA | RING, PACKING, GENERAL ELECTRIC P/N U781S255L0968 | IR96-1819 |  |  | GENERAL ELECTRIC | U781S255L0968
SJG-I | 1950000834 |  | 13-01-07-02 | 1 | EA | BREAKER, CIRCUIT, DB15, 600 AC/250 DC V, 1500 A, 225 FRAME, | 1950000834 |  |  | ABB INC | 680C207G04
SJG-I | 1950000776 |  | 13-01-07-02 | 1 | EA | BUSHING, VALVE, BODY, GENERAL ELECTRIC COMPANY, 134B219DB-1- | IR90-0301 |  |  | GENERAL ELECTRIC CO. | 134B219DB
SJG-I | 5365214369 |  | 13-01-07-02 | 4 | EA | BUSHING, VALVE, GENERAL ELEC, 271A9627P0101 | IR90-0076 |  |  | GENERAL ELECTRIC CO. | 271A9627P0101
SJG-I | 1950003176 |  | 13-01-07-02 | 4 | EA | BUSHING, VALVE, STEM, GENERAL ELECTRIC COMPANY, 199A5930P000 | IR90-0159 |  |  | GENERAL ELECTRIC CO. | 199A5930P0001
SJG-I | 1950000875 |  | 13-01-07-02 | 1 | EA | CYLINDER, HYDRAULIC, ITEM 1, WESTINGHOUSE, 732J128003, WU:TURBINE HP-IP 13A36311 INTERCEPTOR VLV ACTAUTOR, IL-12504109, U-2 | IR96-1762 |  |  | WESTINGHOUSE ELECTRI | 732J128003
SJG-I | 4320085238 |  | 13-01-07-03 | 1 | EA | PUMP, 215TC, 50 GPM, FLGD, 60 PSI, VIKING PUMP, AK95M, | IR14-0099 |  |  | VIKING PUMP DIVISION | AK95M
SJG-I | 1950002731 |  | 13-01-07-03 | 2 | EA | SEAT, VALVE, CNTRL, GENERAL ELECTRIC CORP, 141B9221P0001 | IR96-1817 |  |  | GENERAL ELECTRIC CO. | 141B9221P0001
SJG-I | 1950002749 |  | 13-01-07-03 | 2 | EA | SEAT, VALVE, GENERAL ELECTRIC COMPANY, 111B6944P0002 | IR96-1818 |  |  | GENERAL ELECTRIC CO. | 111B6944P0002
SJG-I | 4810129298 |  | 13-01-07-03 | 1 | EA | VALVE, ITEM 11 OF ASSY, OEM, NON-ASB, GENERAL ELECTRIC CO., 125D577BA-1-11-C02 | IR00-0131 |  |  | GENERAL ELECTRIC CO. | 125D577BA-1-11-C02
SJG-I | 0100004562 |  | 13-01-08-00 | 2 | EA | BEARING, EXPANSION,ALLEN SHERMAN-HOFF,A-224739,WU:UNITS 3&4 CLINKER GRINDERS | 0100004562 |  |  | ALLEN SHERMAN HOFF | A-224739
SJG-I | 0100004560 |  | 13-01-08-00 | 2 | EA | BEARING, FIXED, GRINDER ASSY, ALLEN SHERMAN-HOFF, A224738, WU:U-3&4 CLINKER GRINDERS | 0100004560 |  |  | ALLEN SHERMAN HOFF | A-224738
SJG-I | 0100000119 |  | 13-01-08-00 | 1 | EA | CONE, ASSY, CLASSIFIER, CERAMIC LINED FOR PULV TOP HSG, LOW | 0100000119 |  |  | BABCOCK & WILCOX | 8001404
SJG-I | 5360199110 |  | 13-01-08-01 | 1 | EA | SPRING, GENERAL ELECTRIC COMPANY, 101A141ML-1-15-C02 | IR96-1245 |  |  | GENERAL ELECTRIC CO. | 101A141ML-1-15-C02
SJG-I | 5360202419 |  | 13-01-08-01 | 1 | EA | SPRING, GENERAL ELECTRIC COMPANY, 101A141MM-1-16-C02 | IR99-0315 |  |  | GENERAL ELECTRIC CO. | 101A141MM-1-16-C02
SJG-I | 5360199961 |  | 13-01-08-01 | 1 | EA | SPRING, GENERAL ELECTRIC COMPANY, 165A226EE-1-63-C05 | IR90-0084 |  |  | GENERAL ELECTRIC CO. | 165A226EE-1-63-C05
SJG-I | 5360199037 |  | 13-01-08-01 | 2 | EA | SPRING, GENERAL ELECTRIC, 165A537CR-1-13-B27 | IR90-0083 |  |  | GENERAL ELECTRIC CO. | 165A537CR-1-13-B27
SJG-I | 5999287054 |  | 13-01-08-02 | 1 | EA | POWERSUPPLY, PLC-3, ALLEN-BRADLEY, 1775-P1, WU:RAW WATER PUMPHOUSE LOGIC CONTROL & DATA TRANSFER | IR13-0001 |  |  | ALLEN-BRADLEY CO. | 1775-P1
SJG-I | 1950003309 |  | 13-01-08-03 | 1 | EA | DISC, VALVE, PSTN, ASSY, ROCKWELL INTERNATIONAL, 444558 | IR96-1857 |  |  | ROCKWELL INTERNATION | 444558
SJG-I | 0000000335 |  | 13-01-08-03 | 2 | EA | IMPELLER, ULTRACHROME 27% CR, WARMAN, E 4147A05-BF, 5VC | IR14-0617 |  |  | WARMAN INTERNATIONAL | E 4147A05-BF
SJG-I | 0100000612 |  | 13-01-08-04 | 16 | EA | CONTROLLER, ELECTRICAL, SQ300, 120 VLTS, 60 HTZ, BHA, 8700400-10000 | IR08-0210 |  |  | THE BHA GROUP | 8700400-10000
SJG-I | 4730133958 |  | 13-01-08-04 | 1 | EA | JOINT, EXPANSION, CONVOLUTE, RAYBESTOS MANHATTAN INDUS, BEJ2 | 4730133958 |  |  | EFFOX, INC. | BEJ20
SJG-I | 1950003291 |  | 13-01-09-00 | 1 | EA | PAD, TILTING | IR90-0439 |  |  | GENERAL ELECTRIC | 169C2563G0001
SJG-I | 1950003242 |  | 13-01-09-00 | 2 | EA | PAD, TILTING BRG, GENERAL ELECTRIC, 162C1273G0002 | IR90-0441 |  |  | GENERAL ELECTRIC CO. | 162C1273G0002
SJG-I | 1950003259 |  | 13-01-09-00 | 2 | EA | PAD, TILTING, BEARING | IR96-1852 |  |  | GENERAL ELECTRIC | 162C1285G0002
SJG-I | 1950003283 |  | 13-01-09-00 | 2 | EA | PAD, TILTING, BEARING | IR96-1855 |  |  | GENERAL ELECTRIC | 169C2562G0001
SJG-I | 5365209377 |  | 13-01-09-00 | 1 | ST | SHIM, GENERAL ELECTRIC, U748B170J2923 | IR90-0343 |  |  | GENERAL ELECTRIC CO. | U748B170J2923
SJG-I | 5365215010 |  | 13-01-09-01 | 19 | EA | RING, RETAINING, LOCK, GE U538P312MGAN1 | IR90-0021 |  |  | GENERAL ELECTRIC CO. | U538P312MGAN1
SJG-I | 5365215028 |  | 13-01-09-01 | 6 | EA | RING, RETAINING, LOCK, GE U538R750PCAN1 | IR90-0086 |  |  | GENERAL ELECTRIC CO. | U538R750PCAN1
SJG-I | 5365215044 |  | 13-01-09-01 | 4 | EA | RING, RETAINING, LOCK, GENERAL ELECTRIC, U542P312MGAN | IR99-0347 |  |  | GENERAL ELECTRIC CO. | U542P312MGAN1
SJG-I | 5330214783 |  | 13-01-09-01 | 8 | EA | RING, SEALING, GE U526MRL500AL1 | IR90-0118 |  |  | GENERAL ELECTRIC CO. | U526MRL500AL1
SJG-I | 5330214924 |  | 13-01-09-01 | 4 | EA | RING, SEALING, GE U536P999NLBA1 | IR90-0115 |  |  | GENERAL ELECTRIC CO. | U536P999NLBA1
SJG-I | 5330176552 |  | 13-01-09-01 | 2 | EA | RING, SEALING, GE, U526NGM000ALI, U526NGL875AL-2 | IR95-0431 |  |  | GENERAL ELECTRIC | U526NGM000ALI
SJG-I | 5330214809 |  | 13-01-09-01 | 6 | EA | RING, SEALING, GENERAL ELECTRIC, U526NGM000AL1 | IR90-0202 |  |  | GENERAL ELECTRIC CO. | U526NGM000AL1
SJG-I | 5330214825 |  | 13-01-09-01 | 6 | EA | RING, SEALING, GENERAL ELECTRIC, U526PLN250AL1 | IR90-0117 |  |  | GENERAL ELECTRIC CO. | U526PLN250AL1
SJG-I | 5330214833 |  | 13-01-09-01 | 10 | EA | RING, SEALING, GENERAL ELECTRIC, U530N249LRAL1 | IR90-0194 |  |  | GENERAL ELECTRIC CO. | U530N249LRAL1
SJG-I | 5330214841 |  | 13-01-09-01 | 1 | EA | RING, SEALING, GENERAL ELECTRIC, U530N757MGAL1 | IR90-0119 |  |  | GENERAL ELECTRIC CO. | U530N757MGAL1
SJG-I | 5330214858 |  | 13-01-09-01 | 1 | EA | RING, SEALING, GENERAL ELECTRIC, U530P000MGAL2 | IR90-0116 |  |  | GENERAL ELECTRIC CO. | U530P000MGAL2
SJG-I | 5330214866 |  | 13-01-09-01 | 4 | EA | RING, SEALING, GENERAL ELECTRIC, U532P999NLAL1 | IR90-0125 |  |  | GENERAL ELECTRIC CO. | U532P999NLAL1
SJG-I | 5330214890 |  | 13-01-09-01 | 4 | EA | RING, SEALING, GENERAL ELECTRIC, U534N249LRBA1 | IR90-0201 | GENERAL ELECTRIC SUP | U534N500LRBA2 | GENERAL ELECTRIC CO. | U534N249LRBA1
SJG-I | 5330214916 |  | 13-01-09-01 | 1 | EA | RING, SEALING, GENERAL ELECTRIC, U534N757MGAR1 | IR90-0105 |  |  | GENERAL ELECTRIC CO. | U534N757MGAR1
SJG-I | 1950002236 |  | 13-01-09-02 | 1 | EA | GEAR, WORM, EIMCO PROCESSING, L202401-1 | 1950002236 |  |  | EIMCO PROCESS EQUIPM | L202401-1
SJG-I | 5330214775 |  | 13-01-09-02 | 12 | EA | RING, SEALING | IR95-0419 |  |  | GENERAL ELECTRIC | U526MRL375AL2
SJG-I | 5330214791 |  | 13-01-09-02 | 9 | EA | RING, SEALING, GE U526NGL875AL2, U526NGL750AL2 | IR95-0420 |  |  | GENERAL ELECTRIC | U526NGL875AL2
SJG-I | 5330194803 |  | 13-01-09-02 | 6 | EA | RING, SEALING, GE U526PLN250ALI, U526PLN125AL2 | IR95-0433 |  |  | GENERAL ELECTRIC | U526PLN250ALI
SJG-I | 5330214817 |  | 13-01-09-02 | 16 | EA | RING, SEALING, GENERAL ELECTRIC, U528PLN000AL2 | IR99-0312 |  |  | GENERAL ELECTRIC CO. | U526PLN125AL2
SJG-I | 1950002210 |  | 13-01-09-03 | 1 | EA | GEAR, MAIN, EIMCO PROCESSING MACHINER, 111727A1A | 1950002210 |  |  | EIMCO PROCESS EQUIPM | 111727A1A
SJG-I | 5330226506 |  | 13-01-09-03 | 24 | EA | LEAF, SEAL/AXIAL/AIR SIDE/COLD, #16 USG ALLOY STL | IR00-0270 |  |  | ABB AIR PREHEATER IN | 13-48333-A
SJG-I | 5330226514 |  | 13-01-09-03 | 24 | EA | LEAF, SEAL/AXIAL/INTER, #16 USG ALLOY STL | IR00-0271 |  |  | ABB AIR PREHEATER IN | D-1-46704-A
SJG-I | 5330226522 |  | 13-01-09-03 | 24 | EA | LEAF, SEAL/AXIAL/OH HOT END, #16 USG ALLOY STL | IR00-0272 |  |  | ABB AIR PREHEATER IN | D-15-48334-B
SJG-I | 5330226688 |  | 13-01-09-03 | 17 | EA | SEAL, RADIAL/INTER/INNER, 27-1/2"W, STL | IR01-0518 |  |  | ABB AIR PREHEATER, I | D-55979
SJG-I | 5330226431 |  | 13-01-09-03 | 24 | EA | SEAL, RADIAL/OUTER/AIR SIDE, #12 USG ALLOY STL | IR00-0269 |  |  | ABB AIR PREHEATER IN | D-66384
SJG-I | 5330226662 |  | 13-01-09-03 | 18 | EA | SEAL, RADIAL/OUTER/LEAF, 27-1/2"W, STL | IR01-0517 |  |  | ABB AIR PREHEATER, I | D-46358
SJG-I | 1950000321 |  | 13-01-09-04 | 1 | EA | BEARING, GEN, WESTINGHOUSE ELECTRIC COR, 510F795 | 1950000321 |  |  | WESTINGHOUSE ELECTRI | 510F795
SJG-I | 1950000040 |  | 13-01-10-00 | 1 | EA | HEAD, VALVE, GENERAL ELECTRIC COMPANY, 162C2533P0001 | IR96-1746 |  |  | GENERAL ELECTRIC CO. | 162C2533P0001
SJG-I | 4320084934 |  | 13-01-10-01 | 2 | EA | EXPELLER, UNIT, A.R.WILFLEY & SONS, EXPO4B | 4320084934 |  |  | A. R. WILFLEY & SONS | EXP04B
SJG-I | 1950002251 |  | 13-01-10-01 | 1 | EA | GEAR, PINION, DRV, EIMCO PROCESSING MACHINER, 48493A | 1950002251 |  |  | EIMCO PROCESS EQUIPM | 48493A
SJG-I | 1950002228 |  | 13-01-10-01 | 1 | EA | GEAR, WORM, RIM, EIMCO PROCESSING MACHINER, 111720A2A | 1950002228 |  |  | EIMCO PROCESS EQUIPM | 111720A2A
SJG-I | 5365210599 |  | 13-01-10-01 | 1 | EA | PLATE, FOLLOW, 1'9"DIA, W/GSKT, AR WILFLEY & SONS, K190NH | IR00-0002 |  |  | A. R. WILFLEY & SONS | K190NH
SJG-I | 4330078025 |  | 13-01-10-01 | 2 | EA | RUNNER, W/ RNG, A. R. WILFLEY & SONS, INC, K191HNH/K192 | 4330078025 |  |  | A. R. WILFLEY & SONS | K191HNH/K192NH
SJG-I | 3040058632 |  | 13-01-10-01 | 1 | EA | SHAFT, DRIVE, PNM MACHINE SHOP, SJS-M389 | 3040058632 |  |  | PNM MACHINE SHOP | SJS-M389
SJG-I | 0100004658 |  | 13-01-10-02 | 1 | EA | CYLINDER, TENSION, ASSY, DIAMOND POWER, 3000982, WU:UNITS 3&4 B&W PULVERIZER | 0100004658 |  |  | DIAMOND POWER | 3000982
SJG-I | 3020051698 |  | 13-01-10-03 | 4 | EA | IDLER, CONVYR, TROUGHING TRAINER, CONTINTL CONV, 78AH53236S | IR97-0498 |  |  | CONTINENTAL CONVEYOR | 78AH532-36S
SJG-I | 6210001175 |  | 13-01-10-04 | 56 | EA | FIXTURE, LIGHT, FLOOD, T-3, 120/130 V, 500 W, CLR, 1/2"NPT, | IR00-0490 |  |  | BORDER STATES ELECTR | BY DESCRP
SJG-I | 4730132257 |  | 13-01-10-04 | 3 | EA | JOINT, EXPANSION, SEE 0100003849, 18", 62 PSIG, 300 DEG F, | IR09-0052 |  |  | PATHWAY BELLOWS, INC | 3-1596-1
SJG-I | 1950000040 |  | 13-01-11-00 | 1 | EA | HEAD, VALVE, GENERAL ELECTRIC COMPANY, 162C2533P0001 | IR96-1746 |  |  | GENERAL ELECTRIC CO. | 162C2533P0001
SJG-I | 1950003002 |  | 13-01-11-01 | 1 | EA | BUSHING, GE 101B246ER-1-19-B27, IR96-1837, | IR90-0178 |  |  | GENERAL ELECTRIC CO. | 101B246ER-1
SJG-I | 1950003028 |  | 13-01-11-01 | 2 | EA | BUSHING, GENERAL ELECTRIC, 101B246RX-1-57-B27, WU:GE BLR FEED PUMP TRBN 153066, 153069, CYL OPERATR 509E230DF-55, U3&4 | 1950003028 | GENERAL ELECTRIC | 101B246RX-1-57-B27 | GENERAL ELECTRIC CO. | 101B246RX-1
SJG-I | 1950002970 |  | 13-01-11-01 | 2 | EA | GEAR, GENERAL ELECTRIC COMPANY, 509E259AA-21-36-B03 | IR90-0221 |  |  | GENERAL ELECTRIC CO. | 509E259AA-21-36-B03
SJG-I | 1950003127 |  | 13-01-11-01 | 2 | EA | GOVERNOR, GENERAL ELECTRIC COMPANY, 105F104AE 18 18 B04 | IR90-0182 |  |  | GENERAL ELECTRIC CO. | 105F104AE 18 18 B04
SJG-I | 5360202419 |  | 13-01-11-01 | 5 | EA | SPRING, GENERAL ELECTRIC COMPANY, 101A141MM-1-16-C02 | IR99-0315 |  |  | GENERAL ELECTRIC CO. | 101A141MM-1-16-C02
SJG-I | 5360199961 |  | 13-01-11-01 | 2 | EA | SPRING, GENERAL ELECTRIC COMPANY, 165A226EE-1-63-C05 | IR90-0084 |  |  | GENERAL ELECTRIC CO. | 165A226EE-1-63-C05
SJG-I | 5360199037 |  | 13-01-11-01 | 3 | EA | SPRING, GENERAL ELECTRIC, 165A537CR-1-13-B27 | IR90-0083 |  |  | GENERAL ELECTRIC CO. | 165A537CR-1-13-B27
SJG-I | 3110074766 |  | 13-01-11-02 | 1 | EA | ADAPTER, LIMESTONE CONVEYOR C-FACE GRIZZLY, KAMAN INDUSTRIAL | IR10-0112 |  |  | KAMAN INDUSTRIAL TEC | BY DESCRP
SJG-I | 1950000123 |  | 13-01-11-02 | 1 | EA | HEAD, STOP VALVE, GENERAL ELECTRIC COMPANY, 183A4686P0001 | IR96-1750 |  |  | GENERAL ELECTRIC CO. | 183A4686P0001
SJG-I | 2825001775 |  | 13-01-11-02 | 4 | EA | SWITCH, ALARM TRIP, ITEM 9, WESTINGHOUSE 4443D36002 | IR90-0251 |  |  | WESTINGHOUSE ELECTRI | 4443D36002
SJG-I | 5365215036 |  | 13-01-11-03 | 8 | EA | RING, RETAINING, LOCK, GENERAL ELECTRIC, U538R875PCAN | IR99-0349 |  |  | GENERAL ELECTRIC CO. | U538R875PCAN1
SJG-I | 2825002740 |  | 13-01-11-03 | 278 | EA | SEAL STRIP | IR95-0458 |  |  | WESTINGHOUSE | 869C369032
SJG-I | 2825002757 |  | 13-01-11-03 | 576 | EA | SEAL STRIP | IR95-0459 |  |  | WESTINGHOUSE | 869C369031
SJG-I | 4730132240 |  | 13-01-11-04 | 2 | EA | JOINT, EXP, SEE CAT 0100003849,18", 62.1 PSIG, 350 DEG F | IR09-0054 |  |  | PATHWAY BELLOWS, INC | 2-1596-1
SJG-I | 4730132265 |  | 13-01-11-04 | 2 | EA | JOINT, EXP, SEE CAT 0100003850, 20", 62.1 PSIG, 300 DEG F | IR09-0053 |  |  | PATHWAY BELLOWS, INC | 4-1596-1
SJG-I | 1950000057 |  | 13-01-12-00 | 2 | EA | HEAD, VALVE, GENERAL ELECTRIC COMPANY, 196B4893P0001 | IR96-1747 |  |  | GENERAL ELECTRIC CO. | 196B4893P0001
SJG-I | 0000000007 |  | 13-01-12-01 | 36 | EA | FILTER, AIR, 2500 SCFM (STANDARD CUBIC FEET PER MINUTE), BARNETT, 24"X24"X2-1/2", 99% @ 50 MICRO, LIMESTONE OXIDATION BLOWER FILTERS REPLACE | IR14-0010 |  |  | BARNETT | 24" X 24" X 2-1/2"
SJG-I | 0100001617 |  | 13-02-01-00 | 1 | EA | GRINDER, CLINKER, 33"X30", SS BODY, SS CAM SUPPORT, SS SHAFT | 0100001617 |  |  | UCC | 2103-123-03030
SJG-I | 5307152321 |  | 13-02-01-01 | 13 | EA | STUD, TURBINE, BODY BOUND, GENERAL ELECTRIC, U778P118 | IR90-0436 |  |  | GENERAL ELECTRIC CO. | U778P118L1712
SJG-I | 4730132901 |  | 13-02-01-02 | 1 | EA | COUPLING, DRIVE, HALF SHFT/FLEX, SERIES 52, 500, MAGESIUM, REXNORD, 500 | IR03-0006 |  |  | REXNORD | 500
SJG-I | 3020055822 |  | 13-02-01-02 | 1 | EA | GEAR, WORM, DOUBLE REDUCTION, PURESTREAM, INC., C126002001 | IR96-1611 |  |  | PURESTREAM INC | C126002001
SJG-I | 3660000799 |  | 13-02-01-02 | 1 | EA | REDUCER, GEAR, OBSOLETE, 40:1, DE LAVAL TURBINE INC., 2A4L-40, WU:FEED TANK MIXER, BC 2&3, MAINTENANCE, WMS** REFERENCE ITEM ONLY** | IR96-1619 |  |  | DELAVAL | 2A4L40
SJG-I | 5307150689 |  | 13-02-02-00 | 3 | EA | STUD, TAP, GENERAL ELECTRIC, U606P325L2987 | IR90-0210 |  |  | GENERAL ELECTRIC CO. | U606P325L2987
SJG-I | 5307150143 |  | 13-02-02-00 | 4 | EA | STUD, THROUGH, GENERAL ELECTRIC, U605P324L5137 | IR90-0195 |  |  | GENERAL ELECTRIC CO. | U605P324L5137
SJG-I | 5305147745 |  | 13-02-02-01 | 37 | EA | BOLT, GENERAL ELECTRIC, U623P310L0450 | IR97-0590 |  |  | GENERAL ELECTRIC CO. | U623P310L0450
SJG-I | 5305144148 |  | 13-02-02-01 | 33 | EA | BOLT, OEM, GENERAL ELECTRIC, U623P210-L0475, WU: U1,3,&4 GE TURBINE STOP VLV | IR99-0340 |  |  | GENERAL ELECTRIC CO. | U623P210-L0475
SJG-I | 5310153373 |  | 13-02-02-01 | 73 | EA | NUT, GENERAL ELECTRIC COMPANY, F301A100-25-D02 | IR99-0294 |  |  | GENERAL ELECTRIC CO. | F301A100-25-D02
SJG-I | 5310154298 |  | 13-02-02-01 | 34 | EA | NUT, GENERAL ELECTRIC, U613X000P0212 | IR99-0331 |  |  | GENERAL ELECTRIC CO. | U613X000P0212
SJG-I | 5310156384 |  | 13-02-02-01 | 21 | EA | NUT, OEM, GENERAL ELECTRIC, U614X000P0212, GE TURBINES 170X650,170X763,170X764, UNITS 1, 3 & 4 | IR99-0296 |  |  | GENERAL ELECTRIC CO. | U614X000P0212
SJG-I | 5307150127 |  | 13-02-02-01 | 72 | EA | STUD, TAP, GENERAL ELECTRIC, U607P310L0825 | IR99-0330 |  |  | GENERAL ELECTRIC CO. | U607P310L0825
SJG-I | 4810131138 |  | 13-02-02-02 | 1 | EA | OPERATOR, HANDWHL/GEAR, KEYSTONE VALVE, 398-819-420-425-000, | IR00-0463 |  |  | KEYSTONE VALVE | 398-819-420-425-000
SJG-I | 3010050619 |  | 13-02-02-02 | 1 | EA | TENSIONER, HOLDBACK, 4-7/16", STEPHENS ADAMSON MFG, HD2A, WU | IR12-0060 |  |  | STEPHENS ADAMSON MFG | HD2A
SJG-I | 5950252303 |  | 13-02-03-00 | 1 | EA | REACTOR, 600 V, 161 A, 0.0088 DC OHM, 0.0043 HENERY, TELEDYN | IR09-0023 |  |  | TELEDYNE CRITTENDEN | 24417B
SJG-I | 1950002368 |  | 13-02-04-00 | 2 | AS | ROTOR, ASSY/MAIN/GATE, GARDNER-DENVER COMPANY, 200CFS010E | IR96-1808 |  |  | GARDNER-DENVER CO | 200CFS010E
SJG-I | 5305148842 |  | 13-02-04-01 | 85 | EA | BOLT, GENERAL ELECTRIC, U623P307L0275 | IR90-0127 |  |  | GENERAL ELECTRIC CO. | U623P307L0275
SJG-I | 5305144353 |  | 13-02-04-01 | 79 | EA | BOLT, GENERAL ELECTRIC, U623P310L0637 | IR90-0126 |  |  | GENERAL ELECTRIC CO. | U623P310L0637
SJG-I | 5305154204 |  | 13-02-04-01 | 16 | EA | BOLT, GENERAL ELECTRIC, U810P310L0525, OEM, WU: GE TURBIN 170X650,170X763,170X764, SEQ 8060, STOP VLV, VLV1&2, U1,3,4 | IR90-0098 |  |  | GENERAL ELECTRIC CO. | U810P310L0525
SJG-I | 5310155691 |  | 13-02-04-01 | 2 | EA | NUT | IR90-0005 |  |  | DELAVAL | P-402-AS
SJG-I | 5310153258 |  | 13-02-04-01 | 44 | EA | NUT, GENERAL ELECTRIC, U614X000P0210 | IR90-0437 |  |  | GENERAL ELECTRIC CO. | U614X000P0210
SJG-I | 5310153050 |  | 13-02-04-01 | 2 | EA | NUT, GENERAL ELECTRIC, U615X000P0222 | IR90-0497 |  |  | GENERAL ELECTRIC CO. | U615X000P0222
SJG-I | 1950002467 |  | 13-02-04-01 | 1 | EA | REACTOR, 480 AC/54 DC V, 7.70 DC A, 60 HZ, 60 KVA, TELEDYNE | 1950002467 |  |  | JOY MFG. CO. | BY DESCRP
SJG-I | 1950002368 |  | 13-02-05-00 | 2 | AS | ROTOR, ASSY/MAIN/GATE, GARDNER-DENVER COMPANY, 200CFS010E | IR96-1808 |  |  | GARDNER-DENVER CO | 200CFS010E
SJG-I | 5307152230 |  | 13-02-05-01 | 20 | EA | STUD, TURBINE, TAP, GENERAL ELECTRIC, U606P216L0925 | IR90-0208 |  |  | GENERAL ELECTRIC CO. | U606P216L0925
SJG-I | 4810136137 |  | 13-02-05-02 | 1 | EA | OPERATOR, GEAR AND CHAIN, NIBCO INC, BY DESCRP | IR98-1306 |  |  | NIBCO INC | BY DESCRP
SJG-I | 5975258418 |  | 13-02-05-03 | 3 | EA | BUSHING, ELEC, HI-VLTGE, 23 KV, GEN ELEC, 7B550 | IR96-1452 |  |  | GENERAL ELECTRIC COM | 7B550
SJG-I | 1950002293 |  | 13-02-06-01 | 1 | EA | DRIVE, DMPR, BAILEY CONTROLS COMPANY, UP-6031100 | 1950002293 |  |  | BAILEY CONTROLS COMP | UP-6031100
SJG-I | 4730132232 |  | 13-02-06-03 | 2 | EA | JOINT, EXPANSION, 12", 62.1 PSIG, 190 DEG F, FLANGED, PATHWAY BELLOWS,INC, C-1-2930-1 | IR96-1031 |  |  | PATHWAY BELLOWS INC | C129301
SJG-I | 5307150663 |  | 13-02-07-00 | 1 | EA | STUD, TAP, GENERAL ELECTRIC, U606P321L2837 | IR90-0176 |  |  | GENERAL ELECTRIC CO. | U606P321L2837
SJG-I | 5307150515 |  | 13-02-07-00 | 1 | EA | STUD, TAP, GENERAL ELECTRIC, U606P326L3500 | IR90-0294 |  |  | GENERAL ELECTRIC CO. | U606P326L3500
SJG-I | 5307150457 |  | 13-02-07-00 | 2 | EA | STUD, THROUGH, GE, U605P326L5375, WU:GE TRBNS 170X763,170X76 | IR95-0425 |  |  | GENERAL ELECTRIC | U605P326L5375
SJG-I | 5307150572 |  | 13-02-07-00 | 2 | EA | STUD, THROUGH, GENERAL ELECTRIC, U605P325L5262 | IR90-0211 |  |  | GENERAL ELECTRIC CO. | U605P325L5262
SJG-I | 5307152487 |  | 13-02-07-00 | 5 | EA | STUD, TURBINE, TAP, GENERAL ELECTRIC, U606P325L3087 | IR90-0204 |  |  | GENERAL ELECTRIC CO. | U606P325L3087
SJG-I | 5307152503 |  | 13-02-07-00 | 2 | EA | STUD, TURBINE, THROUGH, GENERAL ELECTRIC, U605P325L48 | IR90-0175 |  |  | GENERAL ELECTRIC CO. | U605P325L4862
SJG-I | 5307152347 |  | 13-02-07-01 | 2 | EA | STUD, BODY | IR99-0440 | IR95-0505 |  | GENERAL ELECTRIC | U778P219L2156
SJG-I | 5307150192 |  | 13-02-07-01 | 1 | EA | STUD, TAP, GENERAL ELECTRIC, U606P11 9L2075, | IR90-0142 |  |  | GENERAL ELECTRIC CO. | U606P11-9L2075
SJG-I | 5307152420 |  | 13-02-07-01 | 3 | EA | STUD, THROUGH | IR99-0445 |  |  | GENERAL ELECTRIC | U605P221L1537
SJG-I | 5307152339 |  | 13-02-07-01 | 6 | EA | STUD, TURBINE, BODY BOUND, COUPLING LP B TURBINE, UNIT 3, GENERAL ELECTRIC, U778P218L2706 | IR90-0296 |  |  | GENERAL ELECTRIC CO. | U778P218L2706
SJG-I | 5307152354 |  | 13-02-07-01 | 2 | EA | STUD, TURBINE, BODY BOUND, CPLNG LP "B", U4, GE (IR95-0506) | IR99-0441 | IR95-0506 |  | GENERAL ELECTRIC | U778P219L2706
SJG-I | 5307152313 |  | 13-02-07-01 | 9 | EA | STUD, TURBINE, BODY BOUND, GE, U670P219L2156, (IR95-0421) | IR99-0439 |  |  | GENERAL ELECTRIC | U670P219L2156
SJG-I | 5307152297 |  | 13-02-07-01 | 5 | EA | STUD, TURBINE, BODY BOUND, GENERAL ELECTRIC COMPANY, 293A976 | IR90-0200 |  |  | GENERAL ELECTRIC CO. | 293A9761P0001
SJG-I | 5310161137 |  | 13-02-07-02 | 56 | EA | NUT, GENERAL ELECTRIC COMPANY, 234A5410P0004 | IR97-0598 |  |  | GENERAL ELECTRIC CO. | 234A5410P0004
SJG-I | 1950000750 |  | 13-02-07-04 | 2 | EA | LIGHTER, OIL B&W SYMBOLS A-B-L-M-AC-AF-AK FOR U3 | 1950000750 |  |  | BABCOCK & WILCOX | BY DESCRP
SJG-I | 5307152305 |  | 13-02-08-00 | 1 | EA | STUD, BODY | IR99-0438 |  |  | GENERAL ELECTRIC | 294A3313P0001
SJG-I | 5307152438 |  | 13-02-08-00 | 1 | EA | STUD, TAP | IR95-0476 |  |  | GENERAL ELECTRIC | U605P325L4187
SJG-I | 5307150317 |  | 13-02-08-00 | 1 | EA | STUD, THROUGH | IR95-0424 |  |  | GENERAL ELECTRIC | U605P326L5775
SJG-I | 5307152347 |  | 13-02-08-01 | 2 | EA | STUD, BODY | IR99-0440 | IR95-0505 |  | GENERAL ELECTRIC | U778P219L2156
SJG-I | 5307150606 |  | 13-02-08-01 | 2 | EA | STUD, TAP, GENERAL ELECTRIC, U606P218L1612 | IR90-0013 |  |  | GENERAL ELECTRIC CO. | U606P218L1612
SJG-I | 5307150739 |  | 13-02-08-01 | 5 | EA | STUD, TAP, GENERAL ELECTRIC, U606P321L2387 | IR00-0516 |  |  | GENERAL ELECTRIC CO. | U606P321L2387
SJG-I | 5307150523 |  | 13-02-08-01 | 4 | EA | STUD, THROUGH, GENERAL ELECTRIC, U605P220L1100, WU:GE TURBIN | IR95-0426 |  |  | GENERAL ELECTRIC CO. | U605P220L1100
SJG-I | 5307152214 |  | 13-02-08-01 | 8 | EA | STUD, TURBINE, TAP, GENERAL ELECTRIC, U606P313L1850 | IR90-0012 |  |  | GENERAL ELECTRIC CO. | U606P313L1850
SJG-I | 5307150390 |  | 13-02-09-00 | 5 | EA | STUD, THROUGH, GENERAL ELECTRIC, U605P121L4412 | IR90-0205 |  |  | GENERAL ELECTRIC CO. | U605P121L4412
SJG-I | 5307150564 |  | 13-02-09-00 | 3 | EA | STUD, THROUGH, GENERAL ELECTRIC, U605P222L4512 | IR90-0206 |  |  | GENERAL ELECTRIC CO. | U605P222L4512
SJG-I | 5307152495 |  | 13-02-09-00 | 2 | EA | STUD, TURBINE, THROUGH, GENERAL ELECTRIC, U605P223L46 | IR90-0085 |  |  | GENERAL ELECTRIC CO. | U605P223L4625
SJG-I | 1950003036 |  | 13-02-09-01 | 3 | EA | STEM, VALVE, BODY, GENERAL ELECTRIC CO, 101C473BR220C02 | IR96-1840 |  |  | GENERAL ELECTRIC CO. | 101C473BR220C02